## Contents
Gas Ten Year Statement 2016 Data Tables and Charts
Chapter 2 - Network Development Inputs
Figure 2.5
Figure 2.6
Figure 2.7
Figure 2.8
Figure 2.9
Figure 2.10
Figure 2.12
Figure 2.13
Figure 2.14
Figure 2.15
Figure 2.16
Figure 2.21
Appendix 5.1 Demand
Figure A5.1 A-O
Figure A5.1 P-T
Figure A5.1 U-X
Figure A5.1 Y-AB
Appendix 5.2 Supply
Figure A5.2 A-H
Figure A5.2I
Figure A5.2J
Figure A5.2K
Figure A5.2L
Figure A5.2M
Figure A5.2N
Figure A5.2O
Figure A5.2P
Figure A5.2Q
Figure A5.2R
Figure A5.2S
Figure A5.2T
Figure A5.2U

## Figure 2.5
Gas: total annual demand
TWh/year
|  | Year | 2005 | 2006 | 2007 | 2008 | 2009 | 2010 | 2011 | 2012 | 2013 | 2014 | 2015 | 2016 | 2017 | 2018 | 2019 | 2020 | 2021 | 2022 | 2023 | 2024 | 2025 | 2026 | 2027 | 2028 | 2029 | 2030 | 2031 | 2032 | 2033 | 2034 | 2035
|  | Gone Green | [10 empty] | 880.034 | 926.095 | 859.374 | 825.516 | 786.445 | 746.321 | 703.667 | 683.535 | 684.7 | 678.79 | 664.758 | 646.803 | 631.004 | 614.331 | 602.159 | 602.842 | 598.162 | 598.668 | 600.505 | 602.493 | 604.662
|  | Slow Progression | [10 empty] | 880.034 | 924.4 | 854.984 | 835.616 | 816.267 | 803.833 | 788.334 | 778.489 | 755.825 | 735.842 | 715.346 | 708.137 | 687.794 | 673.893 | 647.713 | 633.266 | 619.799 | 612.951 | 605.854 | 602.008 | 597.171
|  | No Progression | [10 empty] | 880.034 | 933.067 | 880.274 | 859.107 | 842.374 | 848.416 | 840.753 | 833.666 | 833.681 | 828.33 | 837.529 | 822.969 | 804.379 | 791.096 | 794.164 | 808.476 | 812.854 | 807.022 | 806.61 | 811.513 | 812.319
|  | Consumer Power | [10 empty] | 880.034 | 943.71 | 909.839 | 891.911 | 861.757 | 825.242 | 788.852 | 774.717 | 779.277 | 788.377 | 780.287 | 759.415 | 755.202 | 754.34 | 748.142 | 745.624 | 746.4 | 735.362 | 734.665 | 737.335 | 727.664
|  | Historic | TWh/year 2005: 1059.895; TWh/year 2006: 1045.336; TWh/year 2007: 1075.941; TWh/year 2008: 1079.551; TWh/year 2009: 1038.121; TWh/year 2010: 1119.572; TWh/year 2011: 1031.348; TWh/year 2012: 880.248; TWh/year 2013: 839.846; TWh/year 2014: 851.516; TWh/year 2015: 880.034
Updated with DS35 data 23/09/15

## Figure 2.6
Exit Flex Capacity Bookings
Source: National Grid
|  | 2009/10 | 2010/11 | 2011/12 | 2012/13 | 2013/14 | 2014/15 | 2015/16 | 2016/17 | 2017/18 | 2018/19 | 2019/20 | 2020/21
| 2009 Flex | 2009/10: 145.7088; 2010/11: 140.5497; 2011/12: 172.5267; 2012/13: 177.893; 2013/14: 179.9804; 2014/15: 184.4138
| 2010 Flex | 2010/11: 180.82; 2011/12: 210.38; 2012/13: 198.33; 2013/14: 203.9; 2014/15: 197.28; 2015/16: 202.04
| 2011 Flex | 2011/12: 256.85; 2012/13: 247.038; 2013/14: 246.384; 2014/15: 246.081; 2015/16: 266.873; 2016/17: 271.978
| 2012 Flex | 2012/13: 264.94; 2013/14: 264.49; 2014/15: 265.46; 2015/16: 280.8; 2016/17: 284.21; 2017/18: 285.51
| 2013 Flex | 2013/14: 281.59; 2014/15: 281.48; 2015/16: 297.11; 2016/17: 299.69; 2017/18: 299.28; 2018/19: 298.94
| 2014 Flex | 2014/15: 295.82; 2015/16: 295.97; 2016/17: 298.84; 2017/18: 298.68; 2018/19: 298.45; 2019/20: 299.07
| 2015 Flex | 2015/16: 301.6; 2016/17: 302.83; 2017/18: 302.7; 2018/19: 302.47; 2019/20: 302.64; 2020/21: 302.64
Source: NTS Capacity Team

## Figure 2.7
Installed capacity
Installed capacities (GW)
|  |  | Gone Green | Slow Progression | No Progression | Consumer Power
| Coal | Today | 11.601 | 11.831 | 12.351 | 12.121
|  | 2020 | 1.926 | 5.904 | 7.467 | 2.92
|  | 2025 | 0 | 0 | 0 | 0
| Gas | Today | 35.0155 | 35.0878 | 35.0659 | 34.4285
|  | 2020 | 30.4431 | 32.8582 | 34.8161 | 32.6794
|  | 2025 | 32.4528 | 35.0171 | 42.0503 | 36.278
| Solar | Today | 12.2556 | 11.9336 | 10.9081 | 12.7055
|  | 2020 | 16.2281 | 14.8759 | 12.7978 | 16.7531
|  | 2025 | 22.9023 | 18.8033 | 14.1512 | 25.1023
| Wind | Today | 14.6718 | 14.6546 | 14.6481 | 14.6718
|  | 2020 | 22.2126 | 19.9628 | 18.593 | 20.3717
|  | 2025 | 39.0157 | 32.3504 | 23.4314 | 29.9167
Note: "Today" is taken from 2016 data in our Future Energy Scenarios 2016.

## Figure 2.8
SE | 6:00 | 7:00 | 8:00 | 9:00 | 10:00 | 11:00 | 12:00 | 13:00 | 14:00 | 15:00 | 16:00 | 17:00 | 18:00 | 19:00 | 20:00 | 21:00 | 22:00 | 23:00 | 24:00 | 1:00 | 2:00 | 3:00 | 4:00 | 5:00
Min | 0.42867 | 0.52819 | 1.0908 | 1.1534 | 1.1516 | 1.1399 | 1.1384 | 1.1057 | 0.983 | 1.0334 | 1.1408 | 1.2101 | 1.1879 | 1.1307 | 0.85395 | 0.56713 | 0.33307 | 0.0046142 | 0.0018205 | 0.0018205 | 0.0018663 | 0.0018663 | 0.0018663 | 0.0018663
Max | 1.1551 | 1.4527 | 1.5241 | 1.5205 | 1.5943 | 1.587 | 1.6148 | 1.6039 | 1.6123 | 1.5381 | 1.7346 | 2.0171 | 2.0036 | 1.772 | 1.6631 | 1.5816 | 0.94601 | 0.67192 | 0.60194 | 0.5726 | 0.57595 | 0.57432 | 0.57355 | 0.64373
Average | 0.78448 | 1.0063 | 1.3174 | 1.3423 | 1.3643 | 1.3765 | 1.3705 | 1.3561 | 1.3489 | 1.362 | 1.3991 | 1.4708 | 1.4845 | 1.4245 | 1.2986 | 1.1171 | 0.68417 | 0.4353 | 0.37805 | 0.34741 | 0.32894 | 0.32398 | 0.3195 | 0.35919
Min | 0.11771 | 0.0066694 | 0.0066694 | 0.0068019 | 0.0068019 | 0.0068019 | 0.0077294 | 0.31961 | 0.76547 | 0.92339 | 1.0805 | 1.391 | 1.4648 | 1.2605 | 1.3052 | 0.85929 | 0.0022594 | 0.0031723 | 0.0020647 | 0.0030749 | 0.0020647 | 0.0020647 | 0.002015 | 0.002015
Max | 1.2766 | 0.918 | 1.1653 | 1.1534 | 1.1804 | 1.4212 | 1.5089 | 1.5625 | 1.8397 | 1.9064 | 3.1404 | 4.3663 | 4.3845 | 4.4699 | 3.3351 | 2.7121 | 1.6879 | 1.5768 | 1.0555 | 0.85928 | 0.69169 | 0.6975 | 0.69426 | 0.75431
Average | 0.59771 | 0.50127 | 0.60293 | 0.71041 | 0.76668 | 0.82557 | 0.87455 | 0.93484 | 1.1154 | 1.3526 | 1.6474 | 2.0079 | 2.1012 | 2.0241 | 1.8727 | 1.5997 | 1.054 | 0.69586 | 0.51027 | 0.48146 | 0.42214 | 0.42566 | 0.42176 | 0.45381

## Figure 2.9
Gas: demand from the National Transmission System to Ireland
TWh/year
| Year | 2004 | 2005 | 2006 | 2007 | 2008 | 2009 | 2010 | 2011 | 2012 | 2013 | 2014 | 2015 | 2016 | 2017 | 2018 | 2019 | 2020 | 2021 | 2022 | 2023 | 2024 | 2025 | 2026 | 2027 | 2028 | 2029 | 2030 | 2031 | 2032 | 2033 | 2034 | 2035
| History | TWh/year 2004: 51.9166; TWh/year 2005: 57.8225; TWh/year 2006: 66.0477; TWh/year 2007: 69.9534; TWh/year 2008: 73.2124; TWh/year 2009: 70.0308; TWh/year 2010: 75.3557; TWh/year 2011: 68.8734; TWh/year 2012: 63.7958; TWh/year 2013: 63.0577; TWh/year 2014: 62.0772; TWh/year 2015: 63.1937
| Gone Green | [11 empty] | 63.1937 | 35.7353 | 36.5354 | 41.2629 | 37.9533 | 41.034 | 42.2611 | 45.3064 | 49.0465 | 50.4194 | 52.1769 | 52.0365 | 53.4969 | 51.768 | 51.351 | 52.8453 | 53.0933 | 53.4107 | 53.8825 | 54.0873 | 55.3222
| Slow Progression | [11 empty] | 63.1937 | 34.3686 | 33.8792 | 36.7384 | 33.0024 | 35.9685 | 37.7058 | 40.7656 | 43.778 | 45.4278 | 48.0959 | 47.4343 | 48.7678 | 48.3944 | 48.4033 | 50.0427 | 50.0016 | 50.2463 | 49.9299 | 48.8788 | 49.7803
| No Progression | [11 empty] | 63.1937 | 34.4131 | 34.0198 | 38.7294 | 35.0972 | 39.2163 | 40.7216 | 43.1965 | 46.2134 | 48.6249 | 52.0062 | 52.463 | 53.6682 | 53.9554 | 54.5779 | 56.4726 | 56.8358 | 58.2304 | 58.2931 | 55.9247 | 56.6671
| Consumer Power | [11 empty] | 63.1937 | 36.9958 | 36.8982 | 40.341 | 35.7134 | 37.7308 | 39.4562 | 44.2914 | 47.2457 | 50.1279 | 54.5766 | 54.2694 | 55.7679 | 55.7476 | 56.5357 | 60.3746 | 60.5175 | 62.253 | 61.8236 | 60.2651 | 61.7488

## Figure 2.10
1-in-20 diversified peak demand (high power)
|  | 2016 | 2017 | 2018 | 2019 | 2020 | 2021 | 2022 | 2023 | 2024 | 2025 | 2026 | 2027 | 2028 | 2029 | 2030 | 2031 | 2032 | 2033 | 2034 | 2035
| Gone Green | 5150.782 | 5031.2999 | 4886.6068 | 4815.7501 | 4792.7028 | 4718.4081 | 4678.6655 | 4669.8657 | 4675.3377 | 4751.8399 | 4716.0697 | 4619.8767 | 4574.2895 | 4460.5337 | 4403.3962 | 4390.6004 | 4304.3999 | 4252.1152 | 4154.7758 | 4103.4835
| Slow Progression | 5187.3814 | 5084.7777 | 4999.2958 | 5044.5532 | 5011.0894 | 4988.1217 | 5031.3967 | 5040.5569 | 4955.2957 | 4969.3838 | 4890.4074 | 4902.2085 | 4770.3043 | 4785.0163 | 4668.683 | 4674.007 | 4546.7189 | 4512.5598 | 4488.4461 | 4484.7754
| No Progression | 5192.6004 | 5099.6175 | 5100.4552 | 5092.6414 | 5068.0287 | 5168.1137 | 5241.8148 | 5210.2508 | 5198.4307 | 5238.0151 | 5340.1815 | 5295.5425 | 5244.3541 | 5259.1982 | 5294.9594 | 5356.8836 | 5345.7842 | 5355.7354 | 5373.6755 | 5288.8899
| Consumer Power | 5229.0856 | 5171.4682 | 5130.8327 | 5201.8353 | 5155.9072 | 5175.3063 | 5140.6317 | 5046.4241 | 5150.5473 | 5191.6479 | 5115.7083 | 5080.9675 | 5047.5549 | 5016.2324 | 5000.6583 | 4956.0051 | 4908.4763 | 4848.512 | 4833.7126 | 4784.8692

## Figure 2.12
Project | Type | 2000/01 | 2001/02 | 2002/03 | 2003/04 | 2004/05 | 2005/06 | 2006/07 | 2007/08 | 2008/09 | 2009/10 | 2010/11 | 2011/12 | 2012/13 | 2013/14 | 2014/15 | 2015/16
IUK | IUK | 24.5685 | 24.5685 | 24.5685 | 24.5685 | 24.5685 | 47.6918 | 67.9247 | 73.7055 | 73.7055 | 73.7055 | 73.7055 | 73.7055 | 73.7055 | 73.7055 | 73.7055 | 73.7055
BBL1 | BBL | [6 empty] | 25 | 44.0548 | 44.0548 | 44.0548 | 44.0548 | 48.2466 | 48.2466 | 48.2466 | 48.2466 | 48.2466
Vesterled | Norway | 36 | 36 | 36 | 36 | 36 | 36 | 36 | 36 | 36 | 36 | 36 | 36 | 36 | 36 | 36 | 36
Langeled | Norway | [6 empty] | 70 | 70 | 70 | 70 | 70 | 70 | 70 | 70 | 70 | 70
FLAGS Norway | Norway | 2007/08: 10; 2008/09: 10; 2009/10: 10; 2010/11: 25; 2011/12: 25; 2012/13: 25; 2013/14: 25; 2014/15: 25; 2015/16: 25
Grain LNG | LNG | [5 empty] | 12.3863 | 12.3863 | 12.3863 | 36.7836 | 36.7836 | 59.0907 | 59.0909 | 59.0909 | 59.0909 | 59.0909 | 59.0909
Teesport LNG | LNG | 2007/08: 11.3314; 2008/09: 11.3314; 2009/10: 11.3314; 2010/11: 17; 2011/12: 17; 2012/13: 16.9972; 2013/14: 16.9972; 2014/15: 16.9972; 2015/16: 0
South Hook | LNG | 2009/10: 59.0909; 2010/11: 59.0909; 2011/12: 59.0909; 2012/13: 59.0909; 2013/14: 59.0909; 2014/15: 59.0909; 2015/16: 59.0909
Dragon 1 | LNG | 2009/10: 27.2727; 2010/11: 27.3; 2011/12: 27.27; 2012/13: 27.0982; 2013/14: 27.0982; 2014/15: 27.0982; 2015/16: 27.0982
Storgae | Storage | 75.5636 | 78.2909 | 78.2909 | 78.2909 | 78.2909 | 88.2 | 88.2 | 89.1091 | 89.1091 | 103.0909 | 102.0545 | 121.2727 | 146 | 156.4545 | 149.9727 | 146.3
|  | 2000/01 | 2001/02 | 2002/03 | 2003/04 | 2004/05 | 2005/06 | 2006/07 | 2007/08 | 2008/09 | 2009/10 | 2010/11 | 2011/12 | 2012/13 | 2013/14 | 2014/15 | 2015/16
| IUK | 24.5685 | 24.5685 | 24.5685 | 24.5685 | 24.5685 | 47.6918 | 67.9247 | 73.7055 | 73.7055 | 73.7055 | 73.7055 | 73.7055 | 73.7055 | 73.7055 | 73.7055 | 73.7055
| BBL | 0 | 0 | 0 | 0 | 0 | 0 | 25 | 44.0548 | 44.0548 | 44.0548 | 44.0548 | 48.2466 | 48.2466 | 48.2466 | 48.2466 | 48.2466
| Norway | 36 | 36 | 36 | 36 | 36 | 36 | 106 | 116 | 116 | 116 | 131 | 131 | 131 | 131 | 131 | 131
| LNG | 0 | 0 | 0 | 0 | 0 | 12.3863 | 12.3863 | 23.7177 | 48.115 | 134.4786 | 162.4816 | 162.4518 | 162.2772 | 162.2772 | 162.2772 | 145.28
| Storage | 75.5636 | 78.2909 | 78.2909 | 78.2909 | 78.2909 | 88.2 | 88.2 | 89.1091 | 89.1091 | 103.0909 | 102.0545 | 121.2727 | 146 | 156.4545 | 149.9727 | 146.3
| UKCS | 371.6719 | 368.9055 | 382.829 | 352.0249 | 325.6799 | 297.482 | 257.5306 | 244.5972 | 235.558 | 194.591 | 178.755 | 152.042 | 105.3 | 117.4 | 101 | 117.8
| Historic Peak Demand | 413 | 425 | 447 | 446 | 417 | 409 | 434 | 416 | 446 | 466 | 467 | 415 | 394 | 329.4 | 364 | 367.8
| UnDiv Peak Demand | 2014/15: 0
| Div Peak Demand | 2014/15: 0

## Figure 2.13
| 2000 | 2001 | 2002 | 2003 | 2004 | 2005 | 2006 | 2007 | 2008 | 2009 | 2010 | 2011 | 2012 | 2013 | 2014 | 2015 | 2016 | 2017 | 2018 | 2019 | 2020 | 2021 | 2022 | 2023 | 2024 | 2025 | 2026 | 2027 | 2028 | 2029 | 2030 | 2031 | 2032 | 2033 | 2034 | 2035 | 2036 | 2037 | 2038 | 2039 | 2040
UKCS | 94.816 | 95.235 | 92.442 | 93.799 | 90.502 | 82.179 | 74.907 | 66.839 | 63.444 | 54.758 | 52.107 | 40.013 | 33.228 | 32 | 31 | 33 | 34.7316 | 36.4061 | 35.9383 | 33.8512 | 32.9418 | 32.3692 | 30.912 | 28.6978 | 27.2082 | 25.6937 | 24.9511 | 24.0742 | 22.8166 | 21.1862 | 19.2291 | 17.7941 | 16.0785 | 14.9791 | 14.067 | 12.9417 | 12.1833 | 11.1193 | 10.3803 | 9.3475 | 8.8494
Shale | 0 | 0 | 0 | 0 | 0 | 0 | 0 | 0 | 0 | 0 | 0 | 0 | 0 | 0 | 0 | 0 | 0 | 0 | 0 | 0 | 0 | 1.1356 | 2.2713 | 4.2544 | 8.5184 | 12.7896 | 17.051 | 22.7368 | 25.5525 | 28.4275 | 29.8285 | 31.874 | 31.855 | 31.8888 | 31.8911 | 31.9022 | 31.9015 | 31.9015 | 31.9015 | 31.9015 | 31.9015
Green gas | 0 | 0 | 0 | 0 | 0 | 0 | 0 | 0 | 0 | 0 | 0 | 0 | 0 | 0 | 0 | 0 | 0.19383 | 0.27081 | 0.33618 | 0.40776 | 0.48951 | 0.56011 | 0.63541 | 0.71417 | 0.80959 | 0.95595 | 1.1081 | 1.3059 | 1.4981 | 1.6336 | 1.7613 | 1.8707 | 1.9303 | 1.9899 | 2.0496 | 2.1094 | 2.1344 | 2.1594 | 2.1844 | 2.2094 | 2.2094
Norway | 1.2 | 1.375 | 3.429 | 5.161 | 7.069 | 9.288 | 13.113 | 20.085 | 26.189 | 23.727 | 25.357 | 21.865 | 27.858 | 29 | 25 | 29 | 29.8436 | 25.9886 | 25.517 | 26.0435 | 25.854 | 24.5163 | 23.1499 | 22.0039 | 20.5599 | 18.212 | 16.5297 | 13.4648 | 11.1386 | 8.3991 | 7.5299 | 6.7565 | 6.0153 | 6.9169 | 7.8858 | 8.8619 | 10.4071 | 10.0949 | 9.792 | 9.4983 | 9.2133
Continent | 0.261 | 0.366 | 0.61 | 0.592 | 2.357 | 2.227 | 3.668 | 7.7 | 9.557 | 7.233 | 9.545 | 6.264 | 8.092 | 11 | 7 | 3.5 | 3.9339 | 2.2602 | 1.4719 | 1.0516 | 0.999 | 0.94905 | 0.9016 | 0.85652 | 0.81369 | 0.77301 | 0.73436 | 0.69764 | 0.66276 | 0.62962 | 0.59814 | 0.56823 | 0.53982 | 0.51283 | 0.48719 | 0.46283 | 0.43969 | 0.4177 | 0.39682 | 0.37698 | 0.35813
LNG | 0 | 0 | 0 | 0 | 0 | 0 | 0 | 0 | 0 | 6.405 | 18.688 | 24.779 | 13.573 | 9 | 11 | 12.5 | 14.21 | 5.84 | 4.38 | 3.285 | 2.92 | 2.92 | 2.92 | 2.92 | 2.92 | 2.92 | 2.92 | 2.92 | 2.92 | 2.92 | 2.92 | 2.92 | 2.92 | 2.92 | 2.92 | 2.92 | 2.92 | 2.92 | 2.92 | 2.92 | 2.92
Generic imports | 0 | 0 | 0 | 0 | 0 | 0 | 0 | 0 | 0 | 0 | 0 | 0 | 0 | 0 | 0 | 0 | 2.6595 | 11.6459 | 13.1365 | 13.3999 | 11.5091 | 8.9627 | 9.3419 | 11.1018 | 10.548 | 9.2951 | 5.4478 | 3.1596 | 3.6895 | 4.519 | 5.6169 | 5.7685 | 7.2052 | 7.2712 | 7.4151 | 6.6389 | 5.0561 | 6.1353 | 6.4705 | 7.3773 | 7.8729
Demand | 103.018 | 105.022 | 103.727 | 107.878 | 103.915 | 99.929 | 97.687 | 99.814 | 104.295 | 100.212 | 112.572 | 96.215 | 87.846 | 81 | 74 | 78 | 85.5726 | 82.4116 | 80.7799 | 78.0389 | 74.7134 | 71.413 | 70.1321 | 70.5486 | 71.3778 | 70.6395 | 68.742 | 68.359 | 68.2782 | 67.715 | 67.4838 | 67.5519 | 66.5441 | 66.4786 | 66.7158 | 65.837 | 65.0421 | 64.7481 | 64.0455 | 63.631 | 63.3247
Import dependency | 1.418% | 1.658% | 3.894% | 5.333% | 9.071% | 11.52% | 17.18% | 27.84% | 34.27% | 37.29% | 47.61% | 54.99% | 56.37% | 60.49% | 58.11% | 57.69% | 59.19% | 55.5% | 55.09% | 56.1% | 55.25% | 52.3% | 51.78% | 52.28% | 48.81% | 44.17% | 37.29% | 29.61% | 26.96% | 24.32% | 24.69% | 23.7% | 25.07% | 26.51% | 28.04% | 28.68% | 28.94% | 30.22% | 30.57% | 31.7% | 32.16%
[17 empty] | 16.8695 | 17.4859 | 17.5165 | 16.6849 | 14.4291 | 11.8827 | 12.2619 | 14.0218 | 13.468 | 12.2151 | 8.3678 | 6.0796 | 6.6095 | 7.439 | 8.5369 | 8.6885 | 10.1252 | 10.1912 | 10.3351 | 9.5589 | 7.9761 | 9.0553 | 9.3905 | 10.2973 | 10.7929
[17 empty] | 40.59% | 44.18% | 44.49% | 43.38% | 44.09% | 46.92% | 47.32% | 46.71% | 50.05% | 54.48% | 61.1% | 68.48% | 70.84% | 73.27% | 72.7% | 73.53% | 72.03% | 70.5% | 68.89% | 68.11% | 67.78% | 66.44% | 66.02% | 64.83% | 64.35%

## Figure 2.14
| 2000 | 2001 | 2002 | 2003 | 2004 | 2005 | 2006 | 2007 | 2008 | 2009 | 2010 | 2011 | 2012 | 2013 | 2014 | 2015 | 2016 | 2017 | 2018 | 2019 | 2020 | 2021 | 2022 | 2023 | 2024 | 2025 | 2026 | 2027 | 2028 | 2029 | 2030 | 2031 | 2032 | 2033 | 2034 | 2035 | 2036 | 2037 | 2038 | 2039 | 2040
UKCS | 94.816 | 95.235 | 92.442 | 93.799 | 90.502 | 82.179 | 74.907 | 66.839 | 63.444 | 54.758 | 52.107 | 40.013 | 33.228 | 32 | 31 | 33 | 34.7316 | 35.202 | 33.0892 | 28.9587 | 25.449 | 23.0562 | 21.4474 | 20.887 | 20.3952 | 18.4832 | 16.4956 | 14.3427 | 11.8287 | 10.2002 | 9.4173 | 8.3814 | 6.9946 | 5.5113 | 4.1482 | 3.706 | 3.4739 | 2.8101 | 2.233 | 1.7465 | 1.4513
Shale | 0 | 0 | 0 | 0 | 0 | 0 | 0 | 0 | 0 | 0 | 0 | 0 | 0 | 0 | 0 | 0 | 0 | 0 | 0 | 0 | 0 | 0 | 0 | 0 | 0 | 0 | 0 | 0 | 0 | 0 | 0 | 0 | 0 | 0 | 0 | 0 | 0 | 0 | 0 | 0 | 0
Green gas | 0 | 0 | 0 | 0 | 0 | 0 | 0 | 0 | 0 | 0 | 0 | 0 | 0 | 0 | 0 | 0 | 0.19383 | 0.27081 | 0.33618 | 0.40776 | 0.48951 | 0.56011 | 0.63541 | 0.71417 | 0.80959 | 0.95595 | 1.1081 | 1.3059 | 1.4981 | 1.6336 | 1.7613 | 1.8707 | 1.9303 | 1.9899 | 2.0496 | 2.1094 | 2.1344 | 2.1594 | 2.1844 | 2.2094 | 2.2094
Norway | 1.2 | 1.375 | 3.429 | 5.161 | 7.069 | 9.288 | 13.113 | 20.085 | 26.189 | 23.727 | 25.357 | 21.865 | 27.858 | 29 | 25 | 29 | 29.8436 | 29.93 | 29.93 | 29.93 | 29.93 | 29.93 | 29.93 | 29.93 | 29.93 | 29.93 | 29.93 | 29.93 | 29.93 | 29.93 | 29.93 | 29.93 | 29.93 | 29.131 | 27.7076 | 25.4466 | 23.8383 | 23.1232 | 22.4295 | 21.7566 | 21.1039
Continent | 0.261 | 0.366 | 0.61 | 0.592 | 2.357 | 2.227 | 3.668 | 7.7 | 9.557 | 7.233 | 9.545 | 6.264 | 8.092 | 11 | 7 | 3.5 | 3.9339 | 2.2602 | 1.4719 | 1.0516 | 0.999 | 0.94905 | 0.9016 | 0.85652 | 0.81369 | 0.77301 | 0.73436 | 0.69764 | 0.66276 | 0.62962 | 0.59814 | 0.56823 | 0.53982 | 0.51283 | 0.48719 | 0.46283 | 0.43969 | 0.4177 | 0.39682 | 0.37698 | 0.35813
LNG | 0 | 0 | 0 | 0 | 0 | 0 | 0 | 0 | 0 | 6.405 | 18.688 | 24.779 | 13.573 | 9 | 11 | 12.5 | 14.21 | 5.84 | 4.38 | 3.285 | 2.92 | 2.92 | 2.92 | 2.92 | 2.92 | 2.92 | 2.92 | 2.92 | 2.92 | 2.92 | 2.92 | 2.92 | 2.92 | 2.92 | 2.92 | 2.92 | 2.92 | 2.92 | 2.92 | 2.92 | 2.92
Generic imports | 0 | 0 | 0 | 0 | 0 | 0 | 0 | 0 | 0 | 0 | 0 | 0 | 0 | 0 | 0 | 0 | 0.89488 | 3.9028 | 6.4271 | 10.2392 | 12.9382 | 13.9055 | 14.5928 | 13.0589 | 11.6783 | 11.6159 | 12.8342 | 12.9769 | 14.0664 | 13.2131 | 12.5838 | 12.314 | 13.0435 | 14.646 | 17.0439 | 19.273 | 20.6658 | 22.0109 | 23.2326 | 24.2841 | 25.1173
Demand | 103.018 | 105.022 | 103.727 | 107.878 | 103.915 | 99.929 | 97.687 | 99.814 | 104.295 | 100.212 | 112.572 | 96.215 | 87.846 | 81 | 74 | 78 | 83.8079 | 77.4058 | 75.6344 | 73.8722 | 72.7258 | 71.3209 | 70.4273 | 68.3666 | 66.5467 | 64.6781 | 64.0223 | 62.1731 | 60.9061 | 58.5265 | 57.2106 | 55.9843 | 55.3581 | 54.711 | 54.3565 | 53.9179 | 53.4722 | 53.4412 | 53.3963 | 53.2936 | 53.16
Import dependency | 1.418% | 1.658% | 3.894% | 5.333% | 9.071% | 11.52% | 17.18% | 27.84% | 34.27% | 37.29% | 47.61% | 54.99% | 56.37% | 60.49% | 58.11% | 57.69% | 58.33% | 54.17% | 55.81% | 60.25% | 64.33% | 66.89% | 68.64% | 68.4% | 68.14% | 69.94% | 72.5% | 74.83% | 78.12% | 79.78% | 80.46% | 81.69% | 83.88% | 86.29% | 88.6% | 89.21% | 89.51% | 90.7% | 91.73% | 92.58% | 93.11%
[17 empty] | 15.1049 | 9.7428 | 10.8071 | 13.5242 | 15.8582 | 16.8255 | 17.5128 | 15.9789 | 14.5983 | 14.5359 | 15.7542 | 15.8969 | 16.9864 | 16.1331 | 15.5038 | 15.234 | 15.9635 | 17.566 | 19.9639 | 22.193 | 23.5858 | 24.9309 | 26.1526 | 27.2041 | 28.0373

## Figure 2.15
*
| 2015/2016 | Gone Green 2025 | Slow Progression 2025 | No Progression 2025 | Consumer Power 2025
UKCS | 111.5905 | 69.1736 | 62.6525 | 70.3393 | 85.9662
Shale | 0 | 0 | 0 | 21.024 | 42.0481
Green gas | 0.41703 | 5.5122 | 3.1429 | 0.77352 | 3.1429
Norway | 131 | 134 | 134 | 134 | 134
Continent | 121.9521 | 121.9521 | 121.9521 | 121.9521 | 121.9521
LNG | 162.2772 | 146.58 | 146.58 | 146.58 | 146.58
Storage | 192.2273 | 173.3182 | 173.3182 | 173.3182 | 173.3182
New capacity | 0 | 0 | 0 | 0 | 0
Peak demand |  | 443.2785 | 478.0385 | 509.594 | 503.9569
* x-axis was labelled 'current'

## Figure 2.16
| 2016 | 2017 | 2018 | 2019 | 2020 | 2021 | 2022 | 2023 | 2024 | 2025 | 2026 | 2027 | 2028 | 2029 | 2030 | 2031 | 2032 | 2033 | 2034 | 2035 | 2036 | 2037 | 2038 | 2039 | 2040
Gone Green | 120.2777 | 97.2712 | 116.5053 | 114.795 | 108.9676 | 116.694 | 120.7923 | 119.0962 | 115.9966 | 98.0897 | 95.1585 | 99.3259 | 99.4284 | 112.011 | 113.1339 | 109.0558 | 114.2598 | 117.2277 | 125.2998 | 130.6829 | 127.8348 | 118.2221 | 118.4923 | 112.6639 | 116.818
Slow Progression | 116.7761 | 91.4848 | 103.5463 | 89.1829 | 83.9259 | 81.0233 | 70.9397 | 68.8952 | 80.6932 | 72.6954 | 74.9679 | 66.0847 | 75.5121 | 70.8203 | 81.1413 | 76.1594 | 87.6906 | 88.4627 | 87.2939 | 86.2617 | 88.1337 | 82.2913 | 81.0246 | 80.7226 | 82.4943
No Progression | 116.1186 | 91.4498 | 95.4108 | 89.49 | 85.0905 | 73.3468 | 67.4555 | 72.6731 | 77.7777 | 72.4626 | 58.8439 | 66.7663 | 72.6192 | 74.9934 | 69.6085 | 59.4179 | 54.205 | 49.3476 | 44.0154 | 55.0553 | 52.3596 | 42.2164 | 36.0799 | 32.9955 | 30.9114
Consumer Power | 112.9503 | 86.996 | 99.5408 | 89.6254 | 93.4689 | 98.1487 | 103.178 | 114.5805 | 112.8201 | 116.8614 | 137.3577 | 157.1839 | 168.2718 | 179.9839 | 180.3602 | 187.667 | 187.2462 | 191.6268 | 190.4229 | 194.018 | 199.969 | 195.1557 | 191.7922 | 197.0472 | 197.4971

## Figure 2.21
Volume of recorded asset health issues

## Figure A5.1 (A - O)
A5.1A - Slow Progression: Annual demand
Source: National Grid
Calender year DS35
|  | 2016 | 2017 | 2018 | 2019 | 2020 | 2021 | 2022 | 2023 | 2024 | 2025 | 2026 | 2027 | 2028 | 2029 | 2030 | 2031 | 2032 | 2033 | 2034 | 2035 | 2036 | 2037 | 2038 | 2039 | 2040
| 0-73.2 MWh | 314.612 | 310.0156 | 306.0496 | 302.0276 | 297.5371 | 291.5065 | 285.5787 | 279.6078 | 273.8611 | 268.3167 | 263.671 | 259.8254 | 256.3612 | 253.2234 | 250.4977 | 248.4456 | 246.2991 | 243.9494 | 241.3713 | 238.8201 | 236.7361 | 234.3591 | 232.0458 | 229.8099 | 227.9312
| 73.2-732 MWh | 47.7466 | 47.3321 | 46.9515 | 46.5364 | 46.126 | 45.7672 | 45.5627 | 45.2514 | 44.9552 | 44.6893 | 44.5141 | 44.3221 | 44.1313 | 43.9166 | 43.7691 | 43.6534 | 43.5502 | 43.4721 | 43.4138 | 43.3691 | 43.3317 | 43.2841 | 43.1998 | 43.0907 | 43.0008
| NDM > 732 MWh | 77.9519 | 78.8766 | 79.3842 | 79.7628 | 80.3268 | 80.4338 | 80.8063 | 81.138 | 81.566 | 82.0618 | 82.5508 | 83.0385 | 83.618 | 84.1236 | 84.7548 | 85.1836 | 85.6417 | 86.1302 | 86.6657 | 87.1948 | 88.6212 | 90.1166 | 91.5859 | 93.0027 | 94.296
| Total NDM | 440.3105 | 436.2243 | 432.3852 | 428.3267 | 423.9899 | 417.7076 | 411.9477 | 405.9972 | 400.3823 | 395.0678 | 390.736 | 387.186 | 384.1106 | 381.2636 | 379.0216 | 377.2826 | 375.491 | 373.5518 | 371.4508 | 369.3841 | 368.689 | 367.7598 | 366.8315 | 365.9033 | 365.228
| Total DM | 99.6498 | 95.0695 | 95.6412 | 96.3718 | 96.6108 | 95.1051 | 93.5612 | 91.6813 | 90.7115 | 89.9648 | 87.4964 | 86.0513 | 85.7187 | 85.5694 | 85.6047 | 85.5379 | 85.5695 | 85.6406 | 85.7221 | 85.6666 | 86.0965 | 86.5839 | 87.1052 | 87.5385 | 87.9849
| LDZ Shrinkage | 2.93 | 2.877 | 2.8321 | 2.7876 | 2.7497 | 2.6948 | 2.6649 | 2.6462 | 2.6221 | 2.5736 | 2.5298 | 2.4858 | 2.4464 | 2.3956 | 2.3518 | 2.3063 | 2.2689 | 2.2181 | 2.1731 | 2.1288 | 2.0899 | 2.0406 | 1.9946 | 1.9498 | 1.9119
| Total LDZ | 542.8904 | 534.1708 | 530.8585 | 527.4861 | 523.3504 | 515.5075 | 508.1738 | 500.3247 | 493.7159 | 487.6062 | 480.7622 | 475.7231 | 472.2757 | 469.2286 | 466.9781 | 465.1268 | 463.3294 | 461.4105 | 459.3459 | 457.1796 | 456.8753 | 456.3843 | 455.9312 | 455.3917 | 455.1248
| NTS Industrial | 23.6834 | 24.6575 | 24.9436 | 25.0027 | 25.6264 | 25.5842 | 25.5581 | 25.5553 | 25.693 | 25.8238 | 25.8573 | 25.8303 | 25.9208 | 25.8627 | 25.9016 | 25.9558 | 26.1005 | 26.1709 | 26.3079 | 26.2386 | 26.2156 | 26.1435 | 26.1194 | 26.0422 | 26.026
| Exports to Ireland | 34.369 | 33.879 | 36.738 | 33.002 | 35.969 | 37.706 | 40.766 | 43.778 | 45.428 | 48.096 | 47.434 | 48.768 | 48.394 | 48.403 | 50.043 | 50.002 | 50.246 | 49.93 | 48.879 | 49.78 | 50.532 | 51.149 | 51.96 | 52.524 | 53.207
| NTS Power Generation | 228.9841 | 174.8638 | 162.441 | 153.9536 | 144.9724 | 140.5152 | 138.6137 | 120.8143 | 110.161 | 96.6801 | 101.3104 | 88.2259 | 82.6004 | 63.2286 | 53.7997 | 45.843 | 44.5943 | 43.8676 | 46.8123 | 47.5517 | 46.0789 | 47.7458 | 48.9058 | 49.7879 | 50.0885
| NTS Consumption | 287.0364 | 233.4003 | 224.1226 | 211.9583 | 206.5678 | 203.8053 | 204.9378 | 190.1476 | 181.282 | 170.5999 | 174.6017 | 162.8242 | 156.9152 | 137.4943 | 129.7443 | 121.8008 | 120.9408 | 119.9685 | 121.9992 | 123.5703 | 122.8265 | 125.0383 | 126.9852 | 128.3541 | 129.3215
| NTS Shrinkage | 4.0661 | 3.4942 | 3.2175 | 3.2639 | 3.2563 | 3.3347 | 3.3364 | 3.3418 | 3.4948 | 3.5122 | 3.5354 | 3.5216 | 3.4227 | 3.432 | 3.3872 | 3.4913 | 3.4535 | 3.3261 | 3.3543 | 3.4491 | 3.5152 | 3.4399 | 3.415 | 3.4331 | 3.4582
| Total excluding IUK | 833.9928 | 771.0653 | 758.1986 | 742.7084 | 733.1745 | 722.6475 | 716.448 | 693.8142 | 678.4927 | 661.7183 | 658.8992 | 642.069 | 632.6135 | 610.1549 | 600.1095 | 590.4189 | 587.7237 | 584.7051 | 584.6994 | 584.199 | 583.217 | 584.8626 | 586.3314 | 587.1789 | 587.9045
| IUK | 85.6316 | 79.46 | 75.3189 | 72.0003 | 68.4629 | 64.5368 | 61.5538 | 61.0743 | 56.6964 | 52.3934 | 48.7055 | 44.5096 | 40.889 | 36.8133 | 32.7525 | 28.6947 | 24.7409 | 20.9185 | 16.9888 | 12.9737 | 8.9592 | 6.9516 | 4.9438 | 2.9366 | 0.92895
| Total including IUK | 919.6244 | 850.5253 | 833.5175 | 814.7087 | 801.6374 | 787.1843 | 778.0018 | 754.8885 | 735.1891 | 714.1118 | 707.6047 | 686.5786 | 673.5025 | 646.9681 | 632.862 | 619.1137 | 612.4646 | 605.6235 | 601.6883 | 597.1727 | 592.1762 | 591.8141 | 591.2752 | 590.1155 | 588.8335
A5.1B - Gone Green: Annual demand
Source: National Grid
Calender year DS35
|  | 2016 | 2017 | 2018 | 2019 | 2020 | 2021 | 2022 | 2023 | 2024 | 2025 | 2026 | 2027 | 2028 | 2029 | 2030 | 2031 | 2032 | 2033 | 2034 | 2035 | 2036 | 2037 | 2038 | 2039 | 2040
| 0-73.2 MWh | 308.0428 | 297.8114 | 288.0285 | 278.0654 | 268.2963 | 259.6293 | 251.9457 | 244.1006 | 234.7305 | 225.2515 | 216.3947 | 208.7884 | 201.6561 | 194.921 | 189.028 | 183.5105 | 178.7396 | 174.4849 | 170.2517 | 166.0936 | 162.1166 | 158.2794 | 154.5301 | 150.8654 | 147.7488
| 73.2-732 MWh | 46.7709 | 46.3644 | 46.4236 | 46.4752 | 46.4858 | 46.3772 | 46.1731 | 45.9384 | 45.7113 | 45.4859 | 45.2817 | 45.0144 | 44.6698 | 44.3095 | 43.9247 | 43.5989 | 43.1976 | 42.866 | 42.4208 | 41.8618 | 41.2035 | 40.3947 | 39.517 | 38.4715 | 37.5088
| NDM > 732 MWh | 77.973 | 79.0481 | 80.3198 | 81.2575 | 82.2745 | 83.7484 | 85.2796 | 86.9307 | 88.6681 | 90.3279 | 91.9638 | 93.4951 | 94.9094 | 96.2695 | 97.4599 | 97.7986 | 97.8552 | 98.0658 | 98.0179 | 97.692 | 97.8751 | 97.9092 | 97.8563 | 97.5901 | 97.3089
| Total NDM | 432.7867 | 423.2239 | 414.7719 | 405.7981 | 397.0566 | 389.7549 | 383.3984 | 376.9697 | 369.1099 | 361.0652 | 353.6402 | 347.2979 | 341.2353 | 335.5001 | 330.4126 | 324.9079 | 319.7924 | 315.4166 | 310.6904 | 305.6475 | 301.1953 | 296.5834 | 291.9034 | 286.927 | 282.5665
| Total DM | 99.8758 | 94.8123 | 94.3559 | 94.2703 | 93.3484 | 93.2403 | 93.2921 | 93.1301 | 91.1162 | 90.5958 | 91.0981 | 91.539 | 91.8609 | 92.167 | 92.4603 | 92.3045 | 92.0501 | 91.9299 | 91.5604 | 90.8051 | 90.2713 | 89.521 | 88.7346 | 87.7726 | 86.8573
| LDZ Shrinkage | 2.93 | 2.877 | 2.8321 | 2.7876 | 2.7497 | 2.6948 | 2.6649 | 2.6462 | 2.6221 | 2.5736 | 2.5298 | 2.4858 | 2.4464 | 2.3956 | 2.3518 | 2.3063 | 2.2689 | 2.2181 | 2.1731 | 2.1288 | 2.0899 | 2.0406 | 1.9946 | 1.9498 | 1.9119
| Total LDZ | 535.5926 | 520.9132 | 511.9599 | 502.856 | 493.1547 | 485.69 | 479.3555 | 472.746 | 462.8482 | 454.2347 | 447.2681 | 441.3228 | 435.5426 | 430.0627 | 425.2247 | 419.5188 | 414.1114 | 409.5646 | 404.4239 | 398.5814 | 393.5564 | 388.145 | 382.6326 | 376.6494 | 371.3357
| NTS Industrial | 23.4506 | 24.2947 | 24.6764 | 24.5293 | 24.619 | 24.4826 | 24.3737 | 24.4329 | 24.5778 | 24.5487 | 24.5698 | 24.516 | 24.4567 | 24.3141 | 24.1954 | 24.1807 | 24.0945 | 24.1126 | 24.0489 | 23.7473 | 23.3943 | 22.9507 | 22.5151 | 22.0353 | 21.6626
| Exports to Ireland | 35.735 | 36.535 | 41.263 | 37.953 | 41.034 | 42.261 | 45.306 | 49.047 | 50.419 | 52.177 | 52.036 | 53.497 | 51.768 | 51.351 | 52.845 | 53.093 | 53.411 | 53.882 | 54.087 | 55.322 | 56.849 | 58.327 | 59.702 | 61.09 | 62.605
| NTS Power Generation | 236.3618 | 191.0859 | 164.0615 | 144.2151 | 114.8755 | 82.014 | 69.6647 | 73.0973 | 79.8402 | 76.5526 | 69.5567 | 62.2634 | 57.4094 | 55.5129 | 63.8249 | 68.2822 | 78.4335 | 88.0594 | 99.201 | 110.2472 | 125.4447 | 142.8409 | 168.2142 | 180.5424 | 188.7302
| NTS Consumption | 295.5474 | 251.9156 | 230.0009 | 206.6973 | 180.5285 | 148.7576 | 139.3444 | 146.5773 | 154.837 | 153.2783 | 146.1625 | 140.2764 | 133.6341 | 131.178 | 140.8653 | 145.5559 | 155.939 | 166.0541 | 177.3369 | 189.3165 | 205.688 | 224.1186 | 250.4313 | 263.6677 | 272.9978
| NTS Shrinkage | 4.0661 | 3.4942 | 3.2175 | 3.2639 | 3.2563 | 3.3347 | 3.3364 | 3.3418 | 3.4948 | 3.5122 | 3.5354 | 3.5216 | 3.4227 | 3.432 | 3.3872 | 3.4913 | 3.4535 | 3.3261 | 3.3543 | 3.4491 | 3.5152 | 3.4399 | 3.415 | 3.4331 | 3.4582
| Total excluding IUK | 835.206 | 776.3231 | 745.1783 | 712.8171 | 676.9395 | 637.7824 | 622.0362 | 622.6651 | 621.18 | 611.0251 | 596.966 | 585.1209 | 572.5993 | 564.6726 | 569.4773 | 568.566 | 573.5039 | 578.9448 | 585.1151 | 591.347 | 602.7596 | 615.7035 | 636.4789 | 643.7502 | 647.7917
| IUK | 85.8207 | 80.1737 | 76.1099 | 72.8469 | 69.3722 | 64.8695 | 60.6193 | 60.1226 | 56.7718 | 52.4341 | 48.3682 | 44.7022 | 40.7028 | 36.4412 | 32.5687 | 28.5833 | 24.6765 | 20.9218 | 16.9889 | 12.9745 | 8.9592 | 6.9518 | 4.9443 | 2.9362 | 0.92928
| Total including IUK | 921.0267 | 856.4968 | 821.2882 | 785.6641 | 746.3117 | 702.6519 | 682.6555 | 682.7877 | 677.9517 | 663.4593 | 645.3342 | 629.8231 | 613.3021 | 601.1139 | 602.0459 | 597.1493 | 598.1804 | 599.8666 | 602.104 | 604.3215 | 611.7188 | 622.6553 | 641.4232 | 646.6864 | 648.721
A5.1C - No Progression: Annual demand
Source: National Grid
Calender year DS35
|  | 2016 | 2017 | 2018 | 2019 | 2020 | 2021 | 2022 | 2023 | 2024 | 2025 | 2026 | 2027 | 2028 | 2029 | 2030 | 2031 | 2032 | 2033 | 2034 | 2035 | 2036 | 2037 | 2038 | 2039 | 2040
| 0-73.2 MWh | 320.9004 | 319.8116 | 319.1634 | 318.5898 | 317.5621 | 315.0782 | 312.9026 | 310.8594 | 308.8707 | 306.9316 | 304.9621 | 303.0576 | 301.2309 | 299.7207 | 299.2726 | 299.6378 | 300.0104 | 300.2733 | 300.4499 | 300.551 | 300.5739 | 300.6303 | 301.258 | 301.9748 | 302.6322
| 73.2-732 MWh | 49.554 | 49.5528 | 49.614 | 49.5944 | 49.5293 | 49.4742 | 49.42 | 49.3714 | 49.3207 | 49.2301 | 49.2016 | 49.2153 | 49.2341 | 49.2245 | 49.2627 | 49.2949 | 49.3131 | 49.3052 | 49.31 | 49.2779 | 49.2461 | 49.2188 | 49.1563 | 49.0642 | 48.9973
| NDM > 732 MWh | 72.8741 | 73.2061 | 73.2471 | 73.2081 | 73.0904 | 72.9617 | 72.815 | 72.6721 | 72.6303 | 72.5235 | 72.427 | 72.4497 | 72.5163 | 72.4876 | 72.4912 | 72.4964 | 72.5508 | 72.523 | 72.5531 | 72.4883 | 72.5172 | 72.5678 | 72.5944 | 72.5599 | 72.5635
| Total NDM | 443.3284 | 442.5705 | 442.0246 | 441.3923 | 440.1818 | 437.5141 | 435.1377 | 432.9029 | 430.8216 | 428.6852 | 426.5906 | 424.7225 | 422.9814 | 421.4328 | 421.0265 | 421.429 | 421.8744 | 422.1016 | 422.3129 | 422.3172 | 422.3373 | 422.4169 | 423.0088 | 423.5989 | 424.1929
| Total DM | 98.0338 | 93.1681 | 91.9687 | 91.2961 | 90.6793 | 89.6456 | 88.8006 | 88.1739 | 87.7529 | 87.3409 | 86.7496 | 86.3808 | 85.9948 | 85.5533 | 85.2788 | 84.6224 | 84.1872 | 83.8676 | 84.2946 | 84.3795 | 81.7751 | 80.6885 | 80.6174 | 80.5107 | 80.3719
| LDZ Shrinkage | 2.93 | 2.877 | 2.8321 | 2.7876 | 2.7497 | 2.6948 | 2.6649 | 2.6462 | 2.6221 | 2.5736 | 2.5298 | 2.4858 | 2.4464 | 2.3956 | 2.3518 | 2.3063 | 2.2689 | 2.2181 | 2.1731 | 2.1288 | 2.0899 | 2.0406 | 1.9946 | 1.9498 | 1.9119
| Total LDZ | 544.2923 | 538.6156 | 536.8254 | 535.476 | 533.6108 | 529.8545 | 526.6031 | 523.723 | 521.1966 | 518.5997 | 515.87 | 513.5892 | 511.4225 | 509.3818 | 508.6571 | 508.3578 | 508.3305 | 508.1873 | 508.7806 | 508.8256 | 506.2022 | 505.146 | 505.6208 | 506.0594 | 506.4767
| NTS Industrial | 23.9889 | 24.8334 | 25.1189 | 25.2442 | 25.4005 | 25.8324 | 26.1297 | 26.2158 | 26.4464 | 26.593 | 26.6658 | 26.7723 | 26.9465 | 26.9638 | 26.9305 | 26.8776 | 26.941 | 26.8547 | 26.8596 | 26.7526 | 26.7371 | 26.6771 | 26.6579 | 26.5807 | 26.5633
| Exports to Ireland | 34.413 | 34.02 | 38.729 | 35.097 | 39.216 | 40.722 | 43.197 | 46.213 | 48.625 | 52.006 | 52.463 | 53.668 | 53.955 | 54.578 | 56.473 | 56.836 | 58.23 | 58.293 | 55.925 | 56.667 | 57.509 | 58.327 | 59.07 | 59.763 | 60.446
| NTS Power Generation | 235.2355 | 194.0085 | 172.4734 | 162.8246 | 169.3507 | 166.4628 | 161.0235 | 162.7341 | 159.4521 | 169.6483 | 159.0937 | 143.3738 | 134.0614 | 140.8053 | 156.1862 | 162.1793 | 156.9618 | 159.0436 | 169.4205 | 175.4968 | 182.0188 | 190.2627 | 197.1426 | 203.1385 | 206.8492
| NTS Consumption | 293.6374 | 252.8619 | 236.3213 | 223.1658 | 233.9672 | 233.0172 | 230.3502 | 235.1629 | 234.5235 | 248.2472 | 238.2225 | 223.8141 | 214.9629 | 222.347 | 239.5897 | 245.893 | 242.1328 | 244.1913 | 252.2051 | 258.9164 | 266.2649 | 275.2667 | 282.8705 | 289.4822 | 293.8586
| NTS Shrinkage | 4.0661 | 3.4942 | 3.2175 | 3.2639 | 3.2563 | 3.3347 | 3.3364 | 3.3418 | 3.4948 | 3.5122 | 3.5354 | 3.5216 | 3.4227 | 3.432 | 3.3872 | 3.4913 | 3.4535 | 3.3261 | 3.3543 | 3.4491 | 3.5152 | 3.4399 | 3.415 | 3.4331 | 3.4582
| Total excluding IUK | 841.9958 | 794.9717 | 776.3641 | 761.9056 | 770.8344 | 766.2064 | 760.2897 | 762.2277 | 759.2149 | 770.3591 | 757.6279 | 740.9249 | 729.8081 | 735.1608 | 751.634 | 757.7421 | 753.9168 | 755.7047 | 764.34 | 771.1911 | 775.9823 | 783.8526 | 791.9063 | 798.9747 | 803.7935
| IUK | 85.4297 | 82.0601 | 79.6652 | 77.9347 | 77.0265 | 75.1235 | 73.0068 | 71.1693 | 68.7083 | 67.3215 | 65.5356 | 63.3113 | 60.8986 | 58.3519 | 56.6682 | 54.7557 | 52.4531 | 50.3327 | 46.1512 | 40.7315 | 33.0494 | 25.0192 | 16.9891 | 10.9662 | 4.9436
| Total including IUK | 927.4255 | 877.0319 | 856.0293 | 839.8403 | 847.8609 | 841.3299 | 833.2965 | 833.3971 | 827.9232 | 837.6807 | 823.1635 | 804.2362 | 790.7067 | 793.5127 | 808.3022 | 812.4978 | 806.3699 | 806.0374 | 810.4912 | 811.9226 | 809.0316 | 808.8718 | 808.8954 | 809.9409 | 808.7371
A5.1D - Consumer Power: Annual demand
Source: National Grid
Calender year DS35
|  | 2016 | 2017 | 2018 | 2019 | 2020 | 2021 | 2022 | 2023 | 2024 | 2025 | 2026 | 2027 | 2028 | 2029 | 2030 | 2031 | 2032 | 2033 | 2034 | 2035 | 2036 | 2037 | 2038 | 2039 | 2040
| 0-73.2 MWh | 319.6842 | 317.5303 | 315.829 | 313.7206 | 309.4183 | 303.9624 | 299.8471 | 295.5982 | 291.1611 | 286.8834 | 284.288 | 282.1378 | 279.4401 | 276.9263 | 275.032 | 273.3061 | 271.3645 | 269.5594 | 267.8319 | 266.2772 | 265.1476 | 264.1176 | 262.5624 | 260.9916 | 259.6791
| 73.2-732 MWh | 52.7142 | 53.5455 | 54.36 | 54.9909 | 55.6036 | 55.9298 | 56.379 | 56.6198 | 56.7774 | 56.8417 | 56.9932 | 57.0826 | 57.1416 | 57.1311 | 57.1574 | 57.2681 | 57.3952 | 57.546 | 57.7512 | 57.8311 | 57.9646 | 58.0714 | 58.103 | 58.1737 | 58.164
| NDM > 732 MWh | 76.8665 | 78.0756 | 78.9746 | 79.7446 | 80.6634 | 81.0467 | 81.7608 | 82.3775 | 82.9729 | 83.5864 | 84.2661 | 84.8708 | 85.5216 | 85.977 | 86.5517 | 87.2985 | 88.0943 | 88.8359 | 89.5922 | 90.0248 | 90.6198 | 91.1915 | 91.6452 | 92.1422 | 92.492
| Total NDM | 449.2649 | 449.1514 | 449.1636 | 448.4561 | 445.6853 | 440.9389 | 437.9869 | 434.5956 | 430.9114 | 427.3115 | 425.5473 | 424.0912 | 422.1034 | 420.0345 | 418.7411 | 417.8728 | 416.8541 | 415.9413 | 415.1754 | 414.1331 | 413.7319 | 413.3805 | 412.3106 | 411.3075 | 410.3352
| Total DM | 100.7435 | 96.8342 | 96.064 | 95.0806 | 94.3665 | 93.459 | 93.2449 | 93.0318 | 92.8673 | 92.6228 | 90.5064 | 89.6624 | 89.8854 | 89.8603 | 90.0437 | 90.3593 | 90.784 | 91.1692 | 91.6548 | 91.7033 | 91.8564 | 92.0768 | 92.1925 | 92.3547 | 92.4236
| LDZ Shrinkage | 2.93 | 2.877 | 2.8321 | 2.7876 | 2.7497 | 2.6948 | 2.6649 | 2.6462 | 2.6221 | 2.5736 | 2.5298 | 2.4858 | 2.4464 | 2.3956 | 2.3518 | 2.3063 | 2.2689 | 2.2181 | 2.1731 | 2.1288 | 2.0899 | 2.0406 | 1.9946 | 1.9498 | 1.9119
| Total LDZ | 552.9384 | 548.8626 | 548.0598 | 546.3243 | 542.8015 | 537.0927 | 533.8967 | 530.2736 | 526.4008 | 522.5078 | 518.5835 | 516.2395 | 514.4352 | 512.2904 | 511.1366 | 510.5384 | 509.907 | 509.3286 | 509.0033 | 507.9652 | 507.6782 | 507.498 | 506.4977 | 505.6121 | 504.6707
| NTS Industrial | 23.9962 | 24.6231 | 24.7426 | 24.856 | 25.4251 | 25.2917 | 25.2366 | 25.2788 | 25.398 | 25.5899 | 25.7015 | 25.7466 | 25.9325 | 25.9391 | 26.0614 | 26.2342 | 26.5279 | 26.722 | 26.9735 | 27.0276 | 27.1471 | 27.2103 | 27.2906 | 27.3614 | 27.4276
| Exports to Ireland | 36.996 | 36.898 | 40.341 | 35.713 | 37.731 | 39.456 | 44.291 | 47.246 | 50.128 | 54.577 | 54.269 | 55.768 | 55.748 | 56.536 | 60.375 | 60.518 | 62.253 | 61.824 | 60.265 | 61.749 | 63.604 | 65.285 | 66.608 | 67.989 | 69.672
| NTS Power Generation | 233.1755 | 207.8816 | 187.2676 | 163.2637 | 128.2752 | 97.0374 | 81.0246 | 86.6599 | 96.4632 | 83.3491 | 62.423 | 55.0255 | 51.9303 | 47.2163 | 42.042 | 42.9786 | 30.3909 | 30.9393 | 38.9538 | 32.7693 | 26.4331 | 25.6237 | 21.5104 | 20.4174 | 20.458
| NTS Consumption | 294.1677 | 269.4027 | 252.3512 | 223.8327 | 191.4312 | 161.785 | 150.5522 | 159.1847 | 171.9892 | 163.516 | 142.3934 | 136.5401 | 133.6108 | 129.6914 | 128.4785 | 129.7308 | 119.1718 | 119.4853 | 126.1923 | 121.5459 | 117.1842 | 118.1191 | 115.4091 | 115.7678 | 117.5575
| NTS Shrinkage | 4.0661 | 3.4942 | 3.2175 | 3.2639 | 3.2563 | 3.3347 | 3.3364 | 3.3418 | 3.4948 | 3.5122 | 3.5354 | 3.5216 | 3.4227 | 3.432 | 3.3872 | 3.4913 | 3.4535 | 3.3261 | 3.3543 | 3.4491 | 3.5152 | 3.4399 | 3.415 | 3.4331 | 3.4582
| Total excluding IUK | 851.1721 | 821.7595 | 803.6284 | 773.4208 | 737.489 | 702.2125 | 687.7853 | 692.8002 | 701.8847 | 689.536 | 664.5123 | 656.3012 | 651.4686 | 645.4138 | 643.0023 | 643.7605 | 632.5323 | 632.14 | 638.5498 | 632.9603 | 628.3776 | 629.0569 | 625.3217 | 624.813 | 625.6865
| IUK | 86.5644 | 86.1203 | 86.4724 | 87.1257 | 87.3245 | 86.4129 | 85.8433 | 86.7395 | 87.393 | 92.8261 | 96.7334 | 98.6104 | 102.0946 | 102.0866 | 102.5141 | 102.0263 | 102.54 | 101.5727 | 98.3575 | 94.8246 | 89.3949 | 85.8013 | 81.641 | 77.7605 | 74.4629
| Total including IUK | 937.7365 | 907.8798 | 890.1009 | 860.5465 | 824.8135 | 788.6254 | 773.6287 | 779.5397 | 789.2778 | 782.3622 | 761.2457 | 754.9116 | 753.5632 | 747.5004 | 745.5164 | 745.7868 | 735.0723 | 733.7127 | 736.9073 | 727.7849 | 717.7725 | 714.8583 | 706.9628 | 702.5736 | 700.1493
A5.1E - Updated Forecast: Annual demand
Source: National Grid
Calender year DS35
|  | 2016 | 2017 | 2018 | 2019 | 2020
| 0-73.2 MWh | 2016: 322.3996; 2017: 318.919; 2018: 315.632; 2019: 312.2393; 2020: 308.3694
| 73.2-732 MWh | 2016: 47.9066; 2017: 48.6812; 2018: 49.4049; 2019: 50.1286; 2020: 50.851
| NDM > 732 MWh | 2016: 74.0004; 2017: 75.3152; 2018: 75.7809; 2019: 76.1138; 2020: 76.6151
| Total NDM | 2016: 444.3065; 2017: 442.9154; 2018: 440.8177; 2019: 438.4817; 2020: 435.8356
| Total DM | 2016: 98.6254; 2017: 94.2515; 2018: 93.3038; 2019: 92.8172; 2020: 92.4772
| LDZ Shrinkage | 2016: 2.93; 2017: 2.877; 2018: 2.8321; 2019: 2.7876; 2020: 2.7497
| Total LDZ | 2016: 545.862; 2017: 540.0439; 2018: 536.9537; 2019: 534.0865; 2020: 531.0625
| NTS Industrial | 2016: 23.8713; 2017: 24.7421; 2018: 25.0263; 2019: 25.1612; 2020: 25.5781
| Exports to Ireland | 2016: 34.942; 2017: 34.996; 2018: 39.197; 2019: 35.704; 2020: 39.175
| NTS Power Generation | 2016: 237.8559; 2017: 203.5855; 2018: 173.6058; 2019: 150.8564; 2020: 125.0368
| NTS Consumption | 2016: 296.6692; 2017: 263.3236; 2018: 237.8291; 2019: 211.7216; 2020: 189.7899
| NTS Shrinkage | 2016: 4.0661; 2017: 3.4942; 2018: 3.2175; 2019: 3.2639; 2020: 3.2563
| Total excluding IUK | 2016: 846.5972; 2017: 806.8617; 2018: 778.0002; 2019: 749.072; 2020: 724.1087
| IUK | 2016: 85.4297; 2017: 82.0601; 2018: 79.6652; 2019: 77.9347; 2020: 77.0265
| Total including IUK | 2016: 932.027; 2017: 888.9218; 2018: 857.6654; 2019: 827.0066; 2020: 801.1353
A5.1F - Slow Progression: 1 in 20 peak day undiversified demand
Source: National Grid
DS35 Peak
| National | 2015/16 | 2016/17 | 2017/18 | 2018/19 | 2019/20 | 2020/21 | 2021/22 | 2022/23 | 2023/24 | 2024/25 | 2025/26 | 2026/27 | 2027/28 | 2028/29 | 2029/30 | 2030/31 | 2031/32 | 2032/33 | 2033/34 | 2034/35 | 2035/36 | 2036/37 | 2037/38 | 2038/39 | 2039/40 | 2040/41
| Scotland | 331.8785 | 328.9954 | 326.6896 | 323.9288 | 320.1767 | 316.267 | 312.2436 | 307.6779 | 302.7496 | 299.416 | 296.163 | 293.2313 | 289.9238 | 287.8763 | 286.3307 | 284.8913 | 282.5808 | 281.473 | 280.0202 | 278.3869 | 276.6924 | 276.4525 | 275.8621 | 274.9972 | 273.1175 | 273.5738
| Northern | 210.7906 | 209.2821 | 207.1414 | 204.7822 | 202.3801 | 200.6108 | 197.9023 | 195.163 | 191.6524 | 189.8328 | 188.0251 | 186.33 | 184.0806 | 182.8332 | 181.4697 | 180.9784 | 179.7233 | 179.2949 | 178.3365 | 177.0221 | 175.5367 | 176.3539 | 175.9988 | 175.4387 | 174.2514 | 174.1472
| North West | 471.9585 | 467.9902 | 463.5665 | 458.9934 | 452.5916 | 448.6161 | 442.3769 | 436.0284 | 428.2411 | 423.9432 | 419.591 | 415.8796 | 410.7032 | 408.6319 | 406.0108 | 403.8723 | 400.8604 | 400.0894 | 397.695 | 395.0662 | 391.8628 | 392.6373 | 391.7228 | 390.2895 | 387.3415 | 388.3212
| North East | 246.81 | 245.161 | 242.885 | 240.5927 | 237.2627 | 235.2024 | 232.0062 | 228.9108 | 224.8996 | 222.7011 | 220.6299 | 218.806 | 216.3001 | 215.3646 | 214.2256 | 213.1914 | 211.8556 | 211.7465 | 210.8236 | 209.6116 | 208.214 | 208.8196 | 208.5764 | 208.0642 | 206.7551 | 207.3063
| East Midlands | 400.455 | 397.9978 | 394.4307 | 390.3307 | 384.5012 | 380.8749 | 375.4854 | 370.0452 | 363.5071 | 359.3303 | 355.4473 | 352.2855 | 347.9484 | 346.5986 | 344.2832 | 342.1069 | 339.3403 | 339.0357 | 337.0407 | 335.0691 | 332.2936 | 332.5205 | 331.7894 | 330.719 | 328.2065 | 329.4467
| West Midlands | 348.3551 | 347.3307 | 344.3759 | 340.815 | 335.9193 | 332.8814 | 328.3612 | 323.7183 | 318.1943 | 314.6292 | 311.1222 | 308.4339 | 304.7192 | 303.6281 | 301.5176 | 299.8201 | 297.2879 | 297.0298 | 295.3039 | 293.7568 | 291.2608 | 291.5088 | 290.9731 | 290.1103 | 288.0543 | 289.1048
| Wales North | 42.7228 | 42.9752 | 42.4565 | 42.0057 | 41.4207 | 41.0576 | 40.4885 | 39.9293 | 39.2283 | 38.8844 | 38.5358 | 38.2541 | 37.821 | 37.6716 | 37.5117 | 37.3922 | 37.199 | 37.249 | 37.1421 | 36.9842 | 36.7958 | 37.0006 | 37.0444 | 37.0005 | 36.8541 | 36.9481
| Wales South | 194.3227 | 190.7716 | 187.0804 | 186.6709 | 184.8311 | 182.7205 | 179.7613 | 176.8864 | 173.8243 | 172.3456 | 170.6724 | 169.1357 | 167.0857 | 166.1079 | 165.1095 | 164.3412 | 163.2686 | 162.6526 | 161.8584 | 160.9147 | 159.912 | 160.0785 | 159.6864 | 159.0423 | 158.2006 | 158.4566
| Eastern | 317.4519 | 315.8649 | 313.4888 | 310.8981 | 306.9115 | 304.3933 | 300.3741 | 296.2471 | 291.0348 | 288.3226 | 285.2024 | 282.6686 | 279.3574 | 278.3807 | 276.6147 | 275.2527 | 272.9597 | 272.9572 | 271.4869 | 269.9961 | 268.0264 | 268.7571 | 268.309 | 267.6359 | 265.7679 | 267.0083
| North Thames | 404.8754 | 403.585 | 400.2192 | 396.6454 | 391.2698 | 388.1356 | 383.1735 | 378.0035 | 371.3997 | 367.9527 | 363.9879 | 361.007 | 356.9557 | 355.8849 | 353.7123 | 351.9712 | 349.0527 | 349.334 | 347.5511 | 345.6363 | 343.1833 | 344.0891 | 343.7492 | 343.2068 | 341.007 | 342.5005
| South East | 435.393 | 432.9773 | 429.3758 | 426.0222 | 420.7723 | 417.4437 | 412.2731 | 406.5671 | 399.3276 | 395.4614 | 391.2369 | 387.8846 | 383.4234 | 361.6361 | 359.1728 | 357.1214 | 353.9052 | 353.7254 | 351.6727 | 349.2281 | 346.397 | 346.9936 | 346.2076 | 345.3747 | 342.908 | 344.2008
| Southern | 311.6849 | 310.4666 | 308.3271 | 306.2357 | 302.5751 | 299.8724 | 296.1864 | 292.4087 | 287.4234 | 286.0412 | 282.2334 | 279.2512 | 260.4301 | 259.7843 | 258.2392 | 257.0159 | 254.8284 | 254.7185 | 253.5733 | 252.1817 | 250.4859 | 251.2578 | 250.9478 | 250.5182 | 249.1688 | 250.1989
| South West | 229.9421 | 229.2352 | 227.8983 | 226.2083 | 223.5118 | 221.4861 | 218.4312 | 215.6085 | 211.986 | 209.9653 | 207.7404 | 206.0357 | 203.658 | 203.3417 | 202.2599 | 201.3649 | 199.8352 | 199.8256 | 199.1694 | 198.3987 | 197.1216 | 197.6315 | 197.457 | 197.0254 | 196.0968 | 197.0136
| Total LDZ | 3946.6405 | 3922.6329 | 3887.9354 | 3854.1291 | 3804.1239 | 3769.5617 | 3719.0637 | 3667.1943 | 3603.4682 | 3568.8258 | 3530.5875 | 3499.2032 | 3442.4064 | 3407.7398 | 3386.4577 | 3369.32 | 3342.697 | 3339.1317 | 3321.6738 | 3302.2525 | 3277.7822 | 3284.1008 | 3278.3241 | 3269.4226 | 3247.7295 | 3258.2267
| NTS Industrial | 131.4064 | 131.4064 | 131.4064 | 149.5662 | 143.3378 | 143.3378 | 143.3378 | 149.9762 | 149.9762 | 149.9762 | 149.9762 | 149.9762 | 149.9762 | 149.9762 | 149.9762 | 149.9762 | 149.9762 | 149.9762 | 149.9762 | 149.9762 | 149.9762 | 149.9762 | 149.9762 | 149.9762 | 149.9762 | 149.9762
| NTS Power Generation | 1324.5235 | 1253.1024 | 1228.1024 | 1228.1024 | 1207.0024 | 1261.3986 | 1351.6986 | 1282.6986 | 1173.4917 | 1136.0217 | 991.1217 | 991.1217 | 874.4317 | 874.4317 | 763.6517 | 724.6517 | 653.6039 | 653.6039 | 633.6039 | 633.6039 | 633.6039 | 633.6039 | 633.6039 | 633.6039 | 633.6039 | 633.6039
| Exports via Moffat | 231 | 273.7 | 296.3 | 310.9 | 339 | 350.5 | 365.4 | 366.9 | 393.9 | 403.6 | 404 | 404 | 404 | 404 | 404 | 404 | 404 | 404 | 404 | 404 | 404 | 404 | 404 | 404 | 404 | 404
| Exports via IUK | 0 | 0 | 0 | 0 | 0 | 0 | 0 | 0 | 0 | 0 | 0 | 0 | 0 | 0 | 0 | 0 | 0 | 0 | 0 | 0 | 0 | 0 | 0 | 0 | 0 | 0
| Total NTS | 1686.9299 | 1658.2088 | 1655.8088 | 1688.5686 | 1689.3402 | 1755.2364 | 1860.4364 | 1799.5748 | 1717.3678 | 1689.5978 | 1545.0978 | 1545.0978 | 1428.4078 | 1428.4078 | 1317.6278 | 1278.6278 | 1207.5801 | 1207.5801 | 1187.5801 | 1187.5801 | 1187.5801 | 1187.5801 | 1187.5801 | 1187.5801 | 1187.5801 | 1187.5801
| Total | 5633.5704 | 5580.8417 | 5543.7442 | 5542.6976 | 5493.4641 | 5524.7981 | 5579.5001 | 5466.7691 | 5320.836 | 5258.4236 | 5075.6853 | 5044.3011 | 4870.8142 | 4836.1476 | 4704.0855 | 4647.9478 | 4550.277 | 4546.7118 | 4509.2539 | 4489.8326 | 4465.3623 | 4471.6809 | 4465.9042 | 4457.0027 | 4435.3096 | 4445.8068
A5.1G - Gone Green: 1 in 20 peak day undiversified demand
Source: National Grid
DS35 Peak
| National | 2015/16 | 2016/17 | 2017/18 | 2018/19 | 2019/20 | 2020/21 | 2021/22 | 2022/23 | 2023/24 | 2024/25 | 2025/26 | 2026/27 | 2027/28 | 2028/29 | 2029/30 | 2030/31 | 2031/32 | 2032/33 | 2033/34 | 2034/35 | 2035/36 | 2036/37 | 2037/38 | 2038/39 | 2039/40 | 2040/41
| Scotland | 328.5963 | 321.146 | 315.5579 | 309.5145 | 302.3158 | 296.8462 | 292.2771 | 287.3786 | 281.3402 | 276.1497 | 270.6983 | 265.5703 | 260.1872 | 255.8316 | 252.1277 | 248.2249 | 243.4855 | 240.2842 | 236.8366 | 233.1204 | 228.8664 | 225.9061 | 222.3077 | 218.3842 | 213.2851 | 212.4024
| Northern | 208.7878 | 204.6031 | 200.5203 | 196.2292 | 191.8179 | 189.2076 | 186.2652 | 183.4308 | 179.3112 | 176.5215 | 173.5247 | 170.7143 | 167.3835 | 164.8103 | 162.4242 | 160.5475 | 157.8968 | 156.2442 | 154.1282 | 151.5266 | 148.7042 | 147.7667 | 145.6792 | 143.2694 | 140.1697 | 139.402
| North West | 467.0057 | 456.7783 | 447.7003 | 438.3649 | 427.0159 | 421.06 | 414.1413 | 407.6166 | 398.2681 | 391.3327 | 383.9853 | 377.5773 | 369.6864 | 364.5855 | 359.2574 | 353.7071 | 347.4494 | 343.9992 | 339.1763 | 333.837 | 327.3491 | 324.2241 | 319.5656 | 314.1043 | 307.1339 | 306.4687
| North East | 244.224 | 239.3146 | 234.7246 | 230.0794 | 224.243 | 221.2107 | 217.7307 | 214.5216 | 209.7888 | 206.3729 | 202.8713 | 199.7336 | 195.8842 | 193.2637 | 190.6557 | 187.8771 | 184.733 | 183.044 | 180.583 | 177.5938 | 174.0946 | 172.3318 | 169.6673 | 166.5958 | 162.5825 | 161.9881
| East Midlands | 396.1507 | 388.3006 | 380.7277 | 372.5839 | 362.4733 | 357.1356 | 351.1392 | 345.4053 | 337.472 | 331.0047 | 324.4631 | 318.8251 | 312.0217 | 307.8612 | 303.1672 | 298.0209 | 292.4568 | 289.6161 | 285.356 | 281.0137 | 275.4208 | 272.3847 | 268.3027 | 263.7 | 257.5612 | 257.3848
| West Midlands | 344.5293 | 338.7424 | 332.2431 | 325.1072 | 316.5374 | 311.9396 | 306.8941 | 301.9974 | 295.3134 | 289.781 | 283.8909 | 279.0207 | 273.1963 | 269.7785 | 265.6409 | 261.2823 | 256.215 | 253.7311 | 250.0714 | 246.4545 | 241.5239 | 238.7336 | 235.2687 | 231.3103 | 226.2042 | 226.0894
| Wales North | 42.2875 | 42.0115 | 41.1311 | 40.3308 | 39.371 | 38.8921 | 38.3312 | 37.8178 | 37.0522 | 36.5582 | 36.0623 | 35.6575 | 35.0776 | 34.719 | 34.3777 | 33.9768 | 33.5265 | 33.3031 | 32.9381 | 32.4294 | 31.8335 | 31.569 | 31.1173 | 30.55 | 29.8632 | 29.7404
| Wales South | 193.0529 | 188.0402 | 182.0788 | 179.527 | 175.8461 | 173.322 | 170.4778 | 168.0428 | 164.9385 | 162.6053 | 160.0827 | 157.7779 | 154.9773 | 153.0495 | 151.3809 | 149.6216 | 147.5875 | 146.0809 | 144.4538 | 142.6201 | 140.64 | 139.7023 | 137.9869 | 97.1613 | 95.0274 | 94.8162
| Eastern | 314.1251 | 308.3345 | 302.71 | 296.8718 | 289.5877 | 285.7783 | 281.4738 | 277.3763 | 271.2156 | 266.9258 | 261.8889 | 257.6891 | 252.6121 | 249.5894 | 246.2641 | 242.5852 | 238.2251 | 236.2728 | 233.0972 | 229.7765 | 225.7089 | 223.8254 | 220.8882 | 217.5223 | 212.9571 | 213.2208
| North Thames | 400.5501 | 393.8385 | 386.4995 | 378.9392 | 369.456 | 364.8133 | 359.4875 | 354.3693 | 346.5908 | 341.1217 | 334.7185 | 329.4973 | 323.2302 | 319.6197 | 315.3436 | 310.4934 | 304.6603 | 302.3877 | 298.3174 | 293.9195 | 288.4976 | 285.6731 | 281.7542 | 277.4529 | 271.4658 | 271.5827
| South East | 430.9702 | 422.617 | 414.0878 | 406.3195 | 396.0099 | 390.001 | 384.3293 | 378.4175 | 369.1589 | 342.3518 | 334.8225 | 328.4823 | 321.3629 | 316.7785 | 311.7258 | 306.2261 | 299.8936 | 297.1108 | 292.7647 | 288.0692 | 282.5011 | 279.7349 | 275.984 | 271.9092 | 266.2378 | 266.3019
| Southern | 308.3275 | 303.1006 | 297.8399 | 292.6071 | 285.8068 | 281.9671 | 277.9451 | 275.1648 | 268.6151 | 264.0207 | 243.4772 | 239.5683 | 234.8261 | 232.0995 | 228.9236 | 225.4406 | 221.1969 | 219.167 | 216.3487 | 213.1704 | 209.2966 | 207.5273 | 204.7024 | 201.6469 | 197.6678 | 197.7003
| South West | 227.4078 | 223.5049 | 219.7498 | 215.6443 | 210.4558 | 207.4554 | 204.1287 | 201.2538 | 196.9028 | 193.6233 | 189.9416 | 186.875 | 183.1219 | 181.2524 | 178.8489 | 176.1696 | 172.9556 | 171.4259 | 169.3389 | 167.0982 | 164.0588 | 162.458 | 160.1906 | 157.5823 | 154.3595 | 154.4283
| Total LDZ | 3906.0151 | 3830.3322 | 3755.5707 | 3682.1188 | 3590.9368 | 3539.6288 | 3484.6211 | 3432.7925 | 3355.9676 | 3278.3692 | 3200.4274 | 3146.9887 | 3083.5673 | 3043.2388 | 3000.1376 | 2954.1731 | 2900.282 | 2872.6668 | 2833.4103 | 2790.6294 | 2738.4955 | 2711.837 | 2673.4149 | 2591.189 | 2534.5153 | 2531.526
| NTS Industrial | 131.4064 | 131.4064 | 131.8164 | 149.9762 | 143.3378 | 143.3378 | 143.3378 | 149.9762 | 149.9762 | 149.9762 | 149.9762 | 149.9762 | 149.9762 | 149.9762 | 149.9762 | 149.9762 | 149.9762 | 149.9762 | 149.9762 | 149.9762 | 149.9762 | 149.9762 | 149.9762 | 149.9762 | 149.9762 | 149.9762
| NTS Power Generation | 1324.5235 | 1253.1024 | 1228.1024 | 1223.7024 | 1174.7024 | 1105.7024 | 1020.3724 | 1056.4686 | 1056.4686 | 1044.1186 | 950.2117 | 892.3817 | 890.6217 | 849.6817 | 782.6817 | 746.6339 | 658.9339 | 576.9339 | 487.1839 | 425.1639 | 425.1639 | 389.1039 | 355.4039 | 355.4039 | 355.4039 | 355.4039
| Exports via Moffat | 231 | 273.7 | 296.3 | 310.9 | 339 | 350.5 | 365.4 | 366.9 | 393.9 | 403.6 | 404 | 404 | 404 | 404 | 404 | 404 | 404 | 404 | 404 | 404 | 404 | 404 | 404 | 404 | 404 | 404
| Exports via IUK | 0 | 0 | 0 | 0 | 0 | 0 | 0 | 0 | 0 | 0 | 0 | 0 | 0 | 0 | 0 | 0 | 0 | 0 | 0 | 0 | 0 | 0 | 0 | 0 | 0 | 0
| Total NTS | 1686.9299 | 1658.2088 | 1656.2188 | 1684.5786 | 1657.0402 | 1599.5402 | 1529.1102 | 1573.3448 | 1600.3448 | 1597.6948 | 1504.1878 | 1446.3578 | 1444.5978 | 1403.6578 | 1336.6578 | 1300.6101 | 1212.9101 | 1130.9101 | 1041.1601 | 979.1401 | 979.1401 | 943.0801 | 909.3801 | 909.3801 | 909.3801 | 909.3801
| Total | 5592.945 | 5488.541 | 5411.7895 | 5366.6974 | 5247.977 | 5139.169 | 5013.7313 | 5006.1373 | 4956.3123 | 4876.064 | 4704.6152 | 4593.3465 | 4528.1651 | 4446.8966 | 4336.7954 | 4254.7832 | 4113.1921 | 4003.5768 | 3874.5704 | 3769.7695 | 3717.6356 | 3654.9171 | 3582.795 | 3500.5691 | 3443.8953 | 3440.9061
A5.1H - No Progression: 1 in 20 peak day undiversified demand
Source: National Grid
DS35 Peak
| National | 2015/16 | 2016/17 | 2017/18 | 2018/19 | 2019/20 | 2020/21 | 2021/22 | 2022/23 | 2023/24 | 2024/25 | 2025/26 | 2026/27 | 2027/28 | 2028/29 | 2029/30 | 2030/31 | 2031/32 | 2032/33 | 2033/34 | 2034/35 | 2035/36 | 2036/37 | 2037/38 | 2038/39 | 2039/40 | 2040/41
| Scotland | 332.3211 | 333.2207 | 333.1586 | 332.9588 | 331.484 | 330.1317 | 328.6616 | 326.7429 | 324.371 | 323.5624 | 322.2096 | 320.7322 | 318.5099 | 317.4951 | 317.3279 | 317.3375 | 316.496 | 317.0076 | 317.2988 | 317.2879 | 316.4785 | 316.7793 | 317.3392 | 317.578 | 316.8207 | 317.624
| Northern | 211.0584 | 211.6547 | 210.8166 | 209.9345 | 208.8033 | 208.5597 | 207.3088 | 206.1225 | 204.1064 | 203.7246 | 202.9881 | 202.1033 | 200.4222 | 199.8213 | 199.1366 | 199.4221 | 198.9987 | 199.5415 | 199.5752 | 199.2165 | 198.018 | 199.1458 | 199.3943 | 199.4213 | 198.8295 | 198.8893
| North West | 473.0615 | 473.8412 | 472.553 | 471.5423 | 468.1906 | 467.8398 | 465.1493 | 462.5177 | 458.2551 | 457.5911 | 455.8074 | 454.0013 | 450.2415 | 449.573 | 448.784 | 448.628 | 447.6835 | 449.2881 | 449.2362 | 448.8986 | 446.6688 | 448.4503 | 449.0225 | 449.1964 | 447.6787 | 449.1619
| North East | 247.4783 | 248.337 | 247.6992 | 247.2588 | 245.5125 | 245.3825 | 244.0322 | 242.8496 | 240.6983 | 240.3197 | 239.5255 | 238.652 | 236.8274 | 236.6703 | 236.3498 | 236.2117 | 235.8049 | 236.7469 | 236.949 | 236.8397 | 235.7609 | 236.7351 | 237.106 | 237.2738 | 236.6922 | 237.492
| East Midlands | 401.4763 | 403.1117 | 402.2913 | 401.2116 | 398.0719 | 397.5767 | 395.2354 | 393.0848 | 389.5869 | 388.4836 | 386.8617 | 385.265 | 382.1329 | 382.1245 | 381.2501 | 380.8388 | 379.8531 | 381.5359 | 381.6738 | 381.7318 | 379.6278 | 380.8559 | 381.3265 | 381.67 | 380.5559 | 382.0654
| West Midlands | 349.1458 | 351.7711 | 351.2138 | 350.3231 | 347.8244 | 347.5058 | 345.6588 | 343.8989 | 340.9409 | 340.1216 | 338.5981 | 337.3632 | 334.7174 | 334.6629 | 333.881 | 333.7561 | 332.8287 | 334.3946 | 334.5752 | 334.6378 | 332.775 | 333.9044 | 334.5212 | 334.8436 | 333.9961 | 335.1773
| Wales North | 42.8458 | 43.5192 | 43.2702 | 43.1232 | 42.8002 | 42.7561 | 42.495 | 42.244 | 41.8436 | 41.7949 | 41.6389 | 41.5021 | 41.1769 | 41.1223 | 41.0745 | 41.0885 | 41.0149 | 41.2059 | 41.2292 | 41.2287 | 41.0547 | 41.2833 | 41.3901 | 41.4431 | 41.3534 | 41.4774
| Wales South | 194.411 | 193.2663 | 189.9382 | 189.4381 | 188.1281 | 187.1335 | 185.6346 | 184.4246 | 182.7019 | 182.1471 | 181.1937 | 180.3112 | 178.7231 | 178.0627 | 177.4862 | 177.2564 | 176.7267 | 176.7304 | 176.5942 | 176.455 | 175.6358 | 175.9743 | 175.9556 | 175.8555 | 175.4754 | 175.7921
| Eastern | 317.7424 | 319.293 | 319.0684 | 318.7963 | 316.8998 | 316.7861 | 315.095 | 313.5056 | 310.6532 | 310.2605 | 308.8351 | 307.4806 | 304.9453 | 304.9014 | 304.146 | 304.1035 | 303.1128 | 304.6963 | 304.8143 | 304.8894 | 303.3133 | 304.6398 | 305.0635 | 305.3913 | 304.4562 | 305.9029
| North Thames | 404.8692 | 407.642 | 407.004 | 406.3995 | 403.6465 | 403.5754 | 401.5216 | 399.5149 | 395.864 | 395.396 | 393.5698 | 392.0853 | 389.0774 | 389.1581 | 388.3204 | 388.2524 | 387.0802 | 389.3169 | 389.4861 | 389.502 | 387.4774 | 389.136 | 389.7509 | 390.3218 | 389.1049 | 390.8753
| South East | 435.9038 | 437.0523 | 436.1326 | 436.3171 | 434.0221 | 433.8974 | 431.5889 | 429.3617 | 425.0395 | 424.8912 | 422.9568 | 421.2114 | 418.0135 | 417.2396 | 416.8991 | 417.0113 | 415.6257 | 397.4757 | 417.5404 | 417.4453 | 415.7238 | 417.2406 | 417.9607 | 418.7403 | 417.5536 | 419.1764
| Southern | 311.3767 | 313.1531 | 313.0822 | 313.2362 | 311.5402 | 311.1145 | 309.6432 | 308.1807 | 305.4356 | 305.2744 | 303.8202 | 302.4911 | 300.1883 | 300.0489 | 299.6345 | 299.609 | 298.6967 | 300.0722 | 300.367 | 301.3296 | 299.3784 | 299.884 | 284.6232 | 285.2763 | 284.6509 | 286.0026
| South West | 230.3249 | 232.036 | 232.3192 | 232.4065 | 231.2992 | 231.0712 | 229.7795 | 228.8411 | 226.9324 | 226.6517 | 225.6817 | 224.8384 | 223.0736 | 223.3675 | 223.0672 | 223.1123 | 222.5006 | 223.6262 | 224.111 | 224.4212 | 223.4712 | 224.3876 | 224.8953 | 225.2223 | 224.9651 | 225.9914
| Total LDZ | 3952.015 | 3967.8983 | 3958.5473 | 3952.9461 | 3928.2228 | 3923.3304 | 3901.804 | 3881.2889 | 3846.4289 | 3840.2189 | 3823.6866 | 3808.037 | 3778.0496 | 3774.2476 | 3767.3573 | 3766.6275 | 3756.4225 | 3751.6381 | 3773.4505 | 3773.8835 | 3755.3836 | 3768.4163 | 3758.349 | 3762.2338 | 3752.1326 | 3765.628
| NTS Industrial | 131.4064 | 131.4064 | 131.4064 | 143.3022 | 143.3378 | 143.3378 | 143.3378 | 149.9762 | 149.9762 | 149.9762 | 149.9762 | 149.9762 | 149.9762 | 149.9762 | 149.9762 | 149.9762 | 149.9762 | 149.9762 | 149.9762 | 149.9762 | 149.9762 | 149.9762 | 149.9762 | 149.9762 | 149.9762 | 149.9762
| NTS Power Generation | 1250.3986 | 1211.7386 | 1220.9386 | 1122.1686 | 1084.6986 | 1196.5286 | 1218.2717 | 1199.9717 | 1254.8786 | 1176.7786 | 1176.7786 | 1081.0586 | 1146.5986 | 1152.0986 | 1152.0986 | 1185.7986 | 1185.7986 | 1185.7986 | 1088.2247 | 1014.958 | 1014.958 | 1152.0986 | 1152.0986 | 1185.7986 | 1185.7986 | 1185.7986
| Exports via Moffat | 393.9 | 403.6 | 404 | 404 | 404 | 404 | 404 | 404 | 404 | 404 | 404 | 404 | 404 | 404 | 404 | 404 | 404 | 404 | 345 | 345 | 345 | 404 | 404 | 404 | 404 | 404
| Exports via IUK | 0 | 0 | 0 | 0 | 0 | 0 | 0 | 0 | 0 | 0 | 0 | 0 | 0 | 0 | 0 | 0 | 0 | 0 | 0 | 0 | 0 | 0 | 0 | 0 | 0 | 0
| Total NTS | 1775.705 | 1746.745 | 1756.345 | 1669.4708 | 1632.0364 | 1743.8664 | 1765.6094 | 1753.9478 | 1808.8548 | 1730.7548 | 1730.7548 | 1635.0348 | 1700.5748 | 1706.0748 | 1706.0748 | 1739.7748 | 1739.7748 | 1739.7748 | 1583.2008 | 1509.9342 | 1509.9342 | 1706.0748 | 1706.0748 | 1739.7748 | 1739.7748 | 1739.7748
| Total | 5727.72 | 5714.6433 | 5714.8923 | 5622.4168 | 5560.2591 | 5667.1968 | 5667.4134 | 5635.2367 | 5655.2837 | 5570.9736 | 5554.4413 | 5443.0718 | 5478.6243 | 5480.3224 | 5473.4321 | 5506.4023 | 5496.1973 | 5491.4128 | 5356.6513 | 5283.8177 | 5265.3178 | 5474.4911 | 5464.4237 | 5502.0085 | 5491.9074 | 5505.4028
A5.1I -Consumer Power: 1 in 20 peak day undiversified demand
Source: National Grid
DS35 Peak
| National | 2015/16 | 2016/17 | 2017/18 | 2018/19 | 2019/20 | 2020/21 | 2021/22 | 2022/23 | 2023/24 | 2024/25 | 2025/26 | 2026/27 | 2027/28 | 2028/29 | 2029/30 | 2030/31 | 2031/32 | 2032/33 | 2033/34 | 2034/35 | 2035/36 | 2036/37 | 2037/38 | 2038/39 | 2039/40 | 2040/41
| Scotland | 335.6797 | 338.3561 | 338.7232 | 338.7975 | 336.7105 | 333.8883 | 331.6757 | 329.0931 | 325.6707 | 323.5974 | 321.954 | 320.6228 | 318.2341 | 316.7889 | 315.9561 | 315.2075 | 313.425 | 313.1472 | 312.7738 | 312.1879 | 310.9916 | 311.4259 | 311.1686 | 310.4954 | 308.6134 | 309.1025
| Northern | 213.0057 | 214.5371 | 213.9707 | 213.2641 | 211.7784 | 210.668 | 209.0743 | 207.5749 | 205.0207 | 203.979 | 203.2583 | 202.6294 | 200.9752 | 200.2322 | 199.2785 | 199.2071 | 198.255 | 198.3319 | 197.9712 | 197.2251 | 195.8102 | 196.9766 | 196.6429 | 196.0415 | 194.7104 | 194.5707
| North West | 477.5177 | 480.1206 | 479.31 | 478.6018 | 474.1141 | 471.6035 | 467.9413 | 464.3767 | 458.6063 | 456.0699 | 454.2138 | 452.9426 | 449.0261 | 447.9006 | 446.3026 | 445.0555 | 442.765 | 443.2049 | 442.1707 | 440.8826 | 438.0432 | 439.8182 | 439.1139 | 437.7412 | 434.5086 | 435.5478
| North East | 249.9874 | 251.9768 | 251.7118 | 251.6009 | 249.5161 | 248.4113 | 246.7558 | 245.3217 | 242.59 | 241.5208 | 240.9738 | 240.6224 | 238.9834 | 238.7583 | 238.2832 | 237.8149 | 236.959 | 237.6054 | 237.4558 | 236.9154 | 235.6514 | 236.7207 | 236.5062 | 235.9934 | 234.4817 | 235.0424
| East Midlands | 405.4607 | 408.7256 | 408.3215 | 407.5253 | 403.3517 | 400.9673 | 397.7915 | 394.74 | 389.9293 | 387.1892 | 385.3794 | 384.2402 | 380.9208 | 380.399 | 378.9083 | 377.452 | 375.2733 | 376.0275 | 375.2638 | 374.4973 | 372.0844 | 373.173 | 372.6642 | 371.7427 | 369.0893 | 370.3806
| West Midlands | 352.7599 | 356.901 | 356.8551 | 356.2766 | 352.9056 | 350.9943 | 348.4711 | 345.9261 | 341.955 | 339.6711 | 338.001 | 337.1352 | 334.3494 | 333.9709 | 332.5606 | 331.5231 | 329.4707 | 330.0969 | 329.4048 | 328.857 | 326.577 | 327.5421 | 327.1339 | 326.3121 | 324.0258 | 325.0433
| Wales North | 43.3087 | 44.2251 | 44.0704 | 44.0286 | 43.6953 | 43.556 | 43.3116 | 43.0911 | 42.6749 | 42.5897 | 42.5838 | 42.6515 | 42.442 | 42.4889 | 42.504 | 42.523 | 42.4456 | 42.6255 | 42.6427 | 42.5624 | 42.353 | 42.6007 | 42.5922 | 42.4915 | 42.2543 | 42.3269
| Wales South | 195.6004 | 195.1875 | 192.1987 | 191.3891 | 189.6011 | 188.0312 | 186.1177 | 184.7629 | 182.6218 | 181.5779 | 180.6503 | 141.0147 | 139.5067 | 138.9655 | 138.1843 | 137.6531 | 175.5466 | 175.2122 | 174.8886 | 174.3329 | 173.3153 | 134.9132 | 134.4924 | 133.8081 | 132.843 | 133.0595
| Eastern | 320.8414 | 323.5852 | 323.7494 | 323.746 | 321.0379 | 319.4949 | 317.3068 | 315.1072 | 311.3364 | 309.9109 | 308.5787 | 307.8589 | 305.4532 | 305.2104 | 304.1902 | 303.4736 | 301.6268 | 302.4503 | 301.8974 | 301.2539 | 299.3846 | 300.6245 | 300.1486 | 299.3522 | 297.1109 | 298.3522
| North Thames | 409.6063 | 414.3432 | 414.4119 | 414.3383 | 410.7732 | 409.0411 | 406.4538 | 403.8008 | 399.036 | 397.1839 | 395.4083 | 394.6171 | 391.6892 | 391.5046 | 390.1869 | 389.2406 | 386.9214 | 388.287 | 387.6847 | 386.8685 | 384.504 | 386.0205 | 385.5739 | 384.8596 | 382.1171 | 383.6118
| South East | 439.2663 | 441.5268 | 440.8662 | 441.5389 | 437.2268 | 434.5325 | 431.4345 | 428.0228 | 422.3372 | 419.702 | 397.1691 | 395.6643 | 392.191 | 391.353 | 389.5607 | 388.1484 | 385.3377 | 386.0984 | 385.2343 | 383.9906 | 381.3714 | 382.7368 | 381.9934 | 381.1033 | 378.2746 | 379.5828
| Southern | 314.4666 | 317.426 | 317.7327 | 318.1249 | 315.7031 | 313.9152 | 311.899 | 309.9158 | 306.2496 | 305.979 | 303.7406 | 302.3178 | 284.2657 | 284.2128 | 283.2607 | 282.6033 | 280.7796 | 281.3727 | 281.0744 | 280.4445 | 278.7746 | 279.9238 | 279.4908 | 278.8476 | 277.0765 | 278.0752
| South West | 232.6338 | 235.3776 | 235.9976 | 236.3216 | 234.6683 | 233.4399 | 231.7741 | 230.4678 | 227.9908 | 226.9645 | 226.1023 | 225.7488 | 224.0997 | 224.4208 | 223.9052 | 223.5091 | 222.309 | 222.8837 | 222.9279 | 222.7854 | 221.5686 | 222.4356 | 222.2406 | 221.684 | 220.5126 | 221.4019
| Total LDZ | 3990.1347 | 4022.2886 | 4017.9192 | 4015.5536 | 3981.0821 | 3958.5436 | 3930.0074 | 3902.2009 | 3856.0188 | 3835.9354 | 3798.0134 | 3748.0657 | 3702.1364 | 3696.2058 | 3683.0812 | 3673.4114 | 3691.1148 | 3697.3436 | 3691.3901 | 3682.8036 | 3660.4292 | 3634.9119 | 3629.7616 | 3620.4728 | 3595.6183 | 3606.0976
| NTS Industrial | 131.4064 | 131.4064 | 131.8164 | 149.9762 | 143.3378 | 143.3378 | 143.3378 | 149.9762 | 149.9762 | 149.9762 | 149.9762 | 149.9762 | 149.9762 | 149.9762 | 149.9762 | 149.9762 | 149.9762 | 149.9762 | 149.9762 | 149.9762 | 149.9762 | 149.9762 | 149.9762 | 149.9762 | 149.9762 | 149.9762
| NTS Power Generation | 1324.5235 | 1253.1024 | 1228.1024 | 1228.1024 | 1226.5024 | 1177.9924 | 1059.9924 | 1055.1486 | 1055.1486 | 1019.0886 | 744.9039 | 683.1539 | 625.6839 | 583.6639 | 581.9039 | 581.9039 | 581.9039 | 514.9039 | 569.1039 | 529.2639 | 495.5639 | 460.5639 | 460.5639 | 397.5639 | 397.5639 | 324.2962
| Exports via Moffat | 231 | 273.7 | 296.3 | 310.9 | 339 | 350.5 | 365.4 | 366.9 | 393.9 | 403.6 | 404 | 404 | 404 | 404 | 404 | 404 | 404 | 404 | 404 | 404 | 404 | 404 | 404 | 404 | 404 | 404
| Exports via IUK | 0 | 0 | 0 | 0 | 0 | 0 | 0 | 0 | 0 | 0 | 0 | 0 | 0 | 0 | 0 | 0 | 0 | 0 | 0 | 0 | 0 | 0 | 0 | 0 | 0 | 0
| Total NTS | 1686.9299 | 1658.2088 | 1656.2188 | 1688.9786 | 1708.8402 | 1671.8302 | 1568.7302 | 1572.0248 | 1599.0248 | 1572.6648 | 1298.8801 | 1237.1301 | 1179.6601 | 1137.6401 | 1135.8801 | 1135.8801 | 1135.8801 | 1068.8801 | 1123.0801 | 1083.2401 | 1049.5401 | 1014.5401 | 1014.5401 | 951.5401 | 951.5401 | 878.2723
| Total | 5677.0646 | 5680.4974 | 5674.1379 | 5704.5322 | 5689.9223 | 5630.3737 | 5498.7375 | 5474.2256 | 5455.0436 | 5408.6001 | 5096.8935 | 4985.1958 | 4881.7965 | 4833.8459 | 4818.9613 | 4809.2915 | 4826.9949 | 4766.2237 | 4814.4702 | 4766.0437 | 4709.9693 | 4649.452 | 4644.3017 | 4572.0129 | 4547.1584 | 4484.37
A5.1J -Updated Forecast: 1 in 20 peak day undiversified demand
Source: National Grid
DS35 Peak
| National | 2015/16 | 2016/17 | 2017/18 | 2018/19 | 2019/20 | 2020/21
| Scotland | 333.0366 | 333.7664 | 332.9901 | 331.6531 | 329.197 | 326.9516
| Northern | 211.5637 | 211.9993 | 210.6693 | 209.0738 | 207.3124 | 206.4237
| North West | 474.2787 | 474.5481 | 471.9675 | 469.2234 | 464.218 | 462.2592
| North East | 248.0629 | 248.7111 | 247.4577 | 246.1526 | 243.6376 | 242.726
| East Midlands | 402.5109 | 403.7626 | 401.8652 | 399.2915 | 394.8068 | 393.0247
| West Midlands | 349.9518 | 352.2812 | 350.8345 | 348.699 | 345.0593 | 343.6328
| Wales North | 42.9594 | 43.5943 | 43.2483 | 42.9541 | 42.5156 | 42.3373
| Wales South | 194.5171 | 194.0984 | 191.0392 | 189.7781 | 186.9858 | 184.2265
| Eastern | 318.5683 | 319.7415 | 318.5691 | 317.0657 | 314.0476 | 312.8312
| North Thames | 405.7418 | 408.2033 | 406.6337 | 404.705 | 400.8054 | 399.6384
| South East | 437.1962 | 437.3676 | 435.0413 | 433.9137 | 431.6652 | 430.2327
| Southern | 312.1909 | 313.6583 | 312.7376 | 311.7616 | 309.0706 | 307.6808
| South West | 230.8943 | 232.325 | 231.9746 | 231.1758 | 229.269 | 228.2853
| Total LDZ | 3961.4727 | 3974.057 | 3955.0281 | 3935.4473 | 3898.5904 | 3880.2504
| NTS Industrial | 131.4064 | 131.4064 | 131.8164 | 143.7122 | 137.0738 | 137.0738
| NTS Power Generation | 1324.5235 | 1274.2035 | 1274.2035 | 1228.1024 | 1228.1024 | 1171.1424
| Exports via Moffat | 231 | 273.7 | 296.3 | 310.9 | 339 | 350.5
| Exports via IUK | 0 | 0 | 0 | 0 | 0 | 0
| Total NTS | 1686.9299 | 1679.3099 | 1702.3199 | 1682.7146 | 1704.1762 | 1658.7162
| Total | 5648.4026 | 5653.3669 | 5657.348 | 5618.1619 | 5602.7666 | 5538.9666
A5.1K - Slow Progression: 1 in 20 peak day diversified demand
Source: National Grid
DS35 Using Power High Case
| Diversified Peak | 2015/16 | 2016/17 | 2017/18 | 2018/19 | 2019/20 | 2020/21 | 2021/22 | 2022/23 | 2023/24 | 2024/25 | 2025/26 | 2026/27 | 2027/28 | 2028/29 | 2029/30 | 2030/31 | 2031/32 | 2032/33 | 2033/34 | 2034/35 | 2035/36 | 2036/37 | 2037/38 | 2038/39 | 2039/40 | 2040/41
| 0-73.2 MWh | 2528.4678 | 2482.4653 | 2448.0609 | 2419.7459 | 2376.9753 | 2341.1482 | 2284.5071 | 2232.1303 | 2171.2519 | 2129.7342 | 2085.2312 | 2046.3239 | 2014.0773 | 2009.2037 | 1987.2048 | 1967.8961 | 1942.837 | 1931.5465 | 1913.3985 | 1891.9046 | 1866.8989 | 1854.4073 | 1837.3569 | 1817.256 | 1792.2471 | 1797.1319
| 73.2-732 MWh | 372.4754 | 372.7212 | 368.1132 | 365.5023 | 360.6865 | 359.2246 | 357.3567 | 354.1638 | 348.4976 | 347.0317 | 344.6666 | 342.9457 | 341.2341 | 342.1927 | 340.4423 | 339.1022 | 336.7062 | 338.4025 | 337.957 | 337.2035 | 334.772 | 336.2335 | 336.0385 | 335.1704 | 332.7965 | 333.9833
| NDM > 732 MWh | 482.6466 | 493.1385 | 495.1661 | 498.2688 | 499.9788 | 503.4193 | 505.3783 | 506.2076 | 504.4712 | 508.5242 | 510.4995 | 513.6502 | 516.495 | 523.2358 | 526.2558 | 528.7741 | 529.4091 | 536.038 | 539.1989 | 541.4826 | 545.5379 | 557.8544 | 567.869 | 576.6909 | 583.4055 | 588.1907
| Total NDM | 3383.5898 | 3348.325 | 3311.3401 | 3283.517 | 3237.6407 | 3203.792 | 3147.242 | 3092.5017 | 3024.2207 | 2985.2901 | 2940.3973 | 2902.9199 | 2871.8064 | 2874.6322 | 2853.903 | 2835.7723 | 2808.9523 | 2805.987 | 2790.5544 | 2770.5907 | 2747.2088 | 2748.4951 | 2741.2645 | 2729.1173 | 2708.4491 | 2719.3059
| Total DM | 443.3714 | 446.2815 | 444.2401 | 444.2185 | 443.4517 | 444.0528 | 442.1401 | 439.7301 | 438.2567 | 439.6717 | 439.6777 | 439.6233 | 422.0156 | 402.2002 | 402.2185 | 402.8305 | 402.8711 | 403.9751 | 403.414 | 403.7827 | 403.3892 | 408.203 | 411.2643 | 412.8745 | 413.0517 | 414.068
| LDZ Shrinkage | 7.9697 | 8.0247 | 7.8356 | 7.7342 | 7.6263 | 7.4822 | 7.3507 | 7.2849 | 7.2582 | 7.1397 | 7.0219 | 6.9014 | 6.7994 | 6.6521 | 6.5342 | 6.4137 | 6.3049 | 6.1699 | 6.0466 | 5.9233 | 5.8186 | 5.6795 | 5.5616 | 5.4329 | 5.3269 | 5.1945
| Total LDZ | 3834.9309 | 3802.6311 | 3763.4158 | 3735.4698 | 3688.7187 | 3655.3271 | 3596.7328 | 3539.5168 | 3469.7356 | 3432.1015 | 3387.0969 | 3349.4446 | 3300.6214 | 3283.4844 | 3262.6557 | 3245.0166 | 3218.1283 | 3216.1319 | 3200.015 | 3180.2967 | 3156.4166 | 3162.3775 | 3158.0904 | 3147.4247 | 3126.8277 | 3138.5684
| NTS Industrial | 73.62 | 77.1523 | 79.0109 | 79.6593 | 81.036 | 81.8675 | 82.0071 | 81.7943 | 81.5489 | 82.6384 | 82.8751 | 82.7257 | 83.0476 | 82.7108 | 83.2267 | 83.3021 | 83.2965 | 84.1046 | 84.4186 | 84.0778 | 84.037 | 83.9792 | 84.252 | 83.8894 | 83.2659 | 83.5858
| Exports to Ireland | 231 | 273.7 | 296.3 | 310.9 | 339 | 350.5 | 365.4 | 366.9 | 393.9 | 403.6 | 404 | 404 | 404 | 404 | 404 | 404 | 404 | 404 | 404 | 404 | 404 | 404 | 404 | 404 | 404 | 404
| NTS Power Generation | 1036.258 | 826.268 | 791.4578 | 761.4815 | 753.6847 | 727.0238 | 755.9206 | 708.7897 | 607.7478 | 594.1439 | 527.7919 | 575.9173 | 465.5983 | 450.991 | 343.2386 | 342.0887 | 293.3704 | 300.6431 | 294.9773 | 293.2622 | 292.3073 | 283.458 | 291.1951 | 300.3379 | 304.7188 | 293.5405
| NTS Consumption | 1340.8779 | 1177.1203 | 1166.7687 | 1152.0408 | 1173.7207 | 1159.3912 | 1203.3277 | 1157.4839 | 1083.1967 | 1080.3823 | 1014.667 | 1062.643 | 952.646 | 937.7019 | 830.4653 | 829.3908 | 780.6669 | 788.7477 | 783.3959 | 781.34 | 780.3443 | 771.4373 | 779.4471 | 788.2273 | 791.9848 | 781.1264
| NTS Shrinkage | 11.5726 | 10.9562 | 9.1205 | 8.7151 | 9.0164 | 8.8575 | 9.2274 | 9.1123 | 9.1699 | 9.674 | 9.6055 | 9.7123 | 9.6274 | 9.2603 | 9.4493 | 9.2247 | 9.6767 | 9.3562 | 9.0329 | 9.2411 | 9.5178 | 9.6329 | 9.3562 | 9.3562 | 9.4219 | 9.4575
| Total excluding IUK | 5187.3814 | 4990.7076 | 4939.305 | 4896.2257 | 4871.4559 | 4823.5759 | 4809.2878 | 4706.1131 | 4562.1021 | 4522.1578 | 4411.3694 | 4421.7999 | 4262.8948 | 4230.4466 | 4102.5703 | 4083.632 | 4008.4719 | 4014.2358 | 3992.4438 | 3970.8778 | 3946.2788 | 3943.4477 | 3946.8937 | 3945.0082 | 3928.2344 | 3929.1523
| IUK | 0 | 0 | 0 | 0 | 0 | 0 | 0 | 0 | 0 | 0 | 0 | 0 | 0 | 0 | 0 | 0 | 0 | 0 | 0 | 0 | 0 | 0 | 0 | 0 | 0 | 0
| Total including IUK | 5187.3814 | 4990.7076 | 4939.305 | 4896.2257 | 4871.4559 | 4823.5759 | 4809.2878 | 4706.1131 | 4562.1021 | 4522.1578 | 4411.3694 | 4421.7999 | 4262.8948 | 4230.4466 | 4102.5703 | 4083.632 | 4008.4719 | 4014.2358 | 3992.4438 | 3970.8778 | 3946.2788 | 3943.4477 | 3946.8937 | 3945.0082 | 3928.2344 | 3929.1523
| Total Undiversified | 5633.5704 | 5580.8417 | 5543.7442 | 5542.6976 | 5493.4641 | 5524.7981 | 5579.5001 | 5466.7691 | 5320.836 | 5258.4236 | 5075.6853 | 5044.3011 | 4870.8142 | 4836.1476 | 4704.0855 | 4647.9478 | 4550.277 | 4546.7118 | 4509.2539 | 4489.8326 | 4465.3623 | 4471.6809 | 4465.9042 | 4457.0027 | 4435.3096 | 4445.8068
| Low power | 693.3242 | 347.724 | 280.8515 | 234.3888 | 218.4983 | 194.7444 | 199.7152 | 166.0511 | 120.5132 | 106.9116 | 87.595 | 95.2387 | 76.9611 | 72.4341 | 18.6831 | 20.3056 | 17.4067 | 16.3806 | 15.3521 | 15.8144 | 15.843 | 15.2635 | 15.6413 | 15.9154 | 16.0302 | 16.1192
| High power | 1036.258 | 920.3381 | 851.4485 | 909.809 | 893.3182 | 891.5696 | 978.0295 | 1043.2335 | 1000.9413 | 1041.3699 | 1006.83 | 1056.3259 | 973.0079 | 1005.5608 | 909.3513 | 932.4636 | 831.6174 | 798.9671 | 790.9796 | 807.1598 | 796.4334 | 822.4185 | 816.335 | 817.1914 | 809.9022 | 819.3152
| Diversified Total + High Power | 5187.3814 | 5084.7777 | 4999.2958 | 5044.5532 | 5011.0894 | 4988.1217 | 5031.3967 | 5040.5569 | 4955.2957 | 4969.3838 | 4890.4074 | 4902.2085 | 4770.3043 | 4785.0163 | 4668.683 | 4674.007 | 4546.7189 | 4512.5598 | 4488.4461 | 4484.7754 | 4450.4049 | 4482.4081 | 4472.0335 | 4461.8617 | 4433.4178 | 4454.927
| Diversified Total + Low Power | 4844.4477 | 4512.1636 | 4428.6988 | 4369.133 | 4336.2695 | 4291.2965 | 4253.0825 | 4163.3745 | 4074.8675 | 4034.9255 | 3971.1725 | 3941.1213 | 3874.2576 | 3851.8897 | 3778.0148 | 3761.8489 | 3732.5082 | 3729.9733 | 3712.8186 | 3693.43 | 3669.8145 | 3675.2532 | 3671.3399 | 3660.5856 | 3639.5458 | 3651.731
A5.1L - Gone Green: 1 in 20 peak day diversified demand
Source: National Grid
DS35 Using Power High Case
| Diversified Peak | 2015/16 | 2016/17 | 2017/18 | 2018/19 | 2019/20 | 2020/21 | 2021/22 | 2022/23 | 2023/24 | 2024/25 | 2025/26 | 2026/27 | 2027/28 | 2028/29 | 2029/30 | 2030/31 | 2031/32 | 2032/33 | 2033/34 | 2034/35 | 2035/36 | 2036/37 | 2037/38 | 2038/39 | 2039/40 | 2040/41
| 0-73.2 MWh | 2493.9983 | 2399.8167 | 2315.0367 | 2234.5174 | 2137.5653 | 2071.7219 | 2004.9774 | 1943.5909 | 1855.5567 | 1792.3128 | 1727.9064 | 1666.0096 | 1599.3237 | 1552.0502 | 1504.1227 | 1456.9592 | 1411.1613 | 1382.2356 | 1349.3682 | 1316.4721 | 1277.9921 | 1252.1863 | 1222.3439 | 1214.4493 | 1179.3255 | 1179.1195
| 73.2-732 MWh | 366.5217 | 364.6088 | 362.2041 | 362.5978 | 359.9031 | 361.247 | 359.4562 | 357.0828 | 352.0007 | 352.4798 | 352.2694 | 350.5995 | 346.5678 | 344.7605 | 341.8052 | 338.7598 | 334.0777 | 333.2494 | 329.974 | 325.6373 | 319.2185 | 314.4348 | 308.0054 | 305.2641 | 294.9497 | 294.1992
| NDM > 732 MWh | 484.2579 | 493.4442 | 498.7673 | 505.1812 | 507.5056 | 518.8176 | 527.7871 | 536.9189 | 543.4785 | 557.087 | 569.1787 | 579.5844 | 586.1719 | 596.3057 | 604.8047 | 607.823 | 605.9023 | 609.9738 | 609.8936 | 607.6482 | 605.3374 | 608.0777 | 608.394 | 615.5591 | 610.7541 | 612.5419
| Total NDM | 3344.7779 | 3257.8697 | 3176.0081 | 3102.2964 | 3004.9741 | 2951.7866 | 2892.2207 | 2837.5926 | 2751.0359 | 2701.8796 | 2649.3545 | 2596.1935 | 2532.0634 | 2493.1164 | 2450.7326 | 2403.542 | 2351.1413 | 2325.4589 | 2289.2359 | 2249.7576 | 2202.548 | 2174.6989 | 2138.7433 | 2135.2725 | 2085.0293 | 2085.8606
| Total DM | 443.7709 | 446.434 | 445.3509 | 447.2431 | 447.2268 | 450.0805 | 451.6439 | 453.5185 | 454.4881 | 437.2544 | 425.041 | 428.3495 | 428.3477 | 429.7024 | 431.3753 | 432.8565 | 432.0928 | 432.2385 | 430.2372 | 427.7397 | 424.5229 | 426.0635 | 424.7136 | 382.4131 | 376.8103 | 375.3793
| LDZ Shrinkage | 7.9697 | 8.0247 | 7.8356 | 7.7342 | 7.6263 | 7.4822 | 7.3507 | 7.2849 | 7.2582 | 7.1397 | 7.0219 | 6.9014 | 6.7994 | 6.6521 | 6.5342 | 6.4137 | 6.3049 | 6.1699 | 6.0466 | 5.9233 | 5.8186 | 5.6795 | 5.5616 | 5.4329 | 5.3269 | 5.1945
| Total LDZ | 3796.5185 | 3712.3284 | 3629.1946 | 3557.2738 | 3459.8272 | 3409.3492 | 3351.2153 | 3298.3961 | 3212.7822 | 3146.2737 | 3081.4175 | 3031.4444 | 2967.2105 | 2929.4708 | 2888.6422 | 2842.8121 | 2789.539 | 2763.8673 | 2725.5197 | 2683.4206 | 2632.8895 | 2606.4418 | 2569.0185 | 2523.1185 | 2467.1664 | 2466.4344
| NTS Industrial | 73.1736 | 76.0856 | 78.2787 | 78.6658 | 78.3934 | 78.4173 | 78.3236 | 78.1774 | 78.1756 | 78.8761 | 78.8785 | 78.7638 | 78.7463 | 78.1394 | 78.2184 | 78.1066 | 77.5963 | 78.077 | 78.0047 | 77.0655 | 76.1834 | 75.0553 | 74.163 | 72.6767 | 70.9846 | 70.7871
| Exports to Ireland | 231 | 273.7 | 296.3 | 310.9 | 339 | 350.5 | 365.4 | 366.9 | 393.9 | 403.6 | 404 | 404 | 404 | 404 | 404 | 404 | 404 | 404 | 404 | 404 | 404 | 404 | 404 | 404 | 404 | 404
| NTS Power Generation | 1038.5173 | 907.1889 | 801.6321 | 732.7904 | 739.5841 | 613.4187 | 467.022 | 448.7023 | 454.272 | 496.5167 | 456.9542 | 439.4449 | 419.3926 | 376.3792 | 375.9875 | 443.6897 | 440.759 | 500.7874 | 498.4542 | 521.919 | 566.9997 | 635.493 | 691.8866 | 796.5387 | 810.0366 | 821.1501
| NTS Consumption | 1342.6909 | 1256.9745 | 1176.2108 | 1122.3562 | 1156.9776 | 1042.3361 | 910.7456 | 893.7798 | 926.3476 | 978.9928 | 939.8327 | 922.2087 | 902.1389 | 858.5186 | 858.206 | 925.7962 | 922.3553 | 982.8644 | 980.4589 | 1002.9845 | 1047.1831 | 1114.5482 | 1170.0496 | 1273.2155 | 1285.0212 | 1295.9371
| NTS Shrinkage | 11.5726 | 10.9562 | 9.1205 | 8.7151 | 9.0164 | 8.8575 | 9.2274 | 9.1123 | 9.1699 | 9.674 | 9.6055 | 9.7123 | 9.6274 | 9.2603 | 9.4493 | 9.2247 | 9.6767 | 9.3562 | 9.0329 | 9.2411 | 9.5178 | 9.6329 | 9.3562 | 9.3562 | 9.4219 | 9.4575
| Total excluding IUK | 5150.782 | 4980.2591 | 4814.526 | 4688.3451 | 4625.8212 | 4460.5428 | 4271.1883 | 4201.2882 | 4148.2997 | 4134.9405 | 4030.8557 | 3963.3654 | 3878.9767 | 3797.2497 | 3756.2975 | 3777.833 | 3721.5711 | 3756.0878 | 3715.0114 | 3695.6462 | 3689.5904 | 3730.6229 | 3748.4243 | 3805.6901 | 3761.6095 | 3771.829
| IUK | 0 | 0 | 0 | 0 | 0 | 0 | 0 | 0 | 0 | 0 | 0 | 0 | 0 | 0 | 0 | 0 | 0 | 0 | 0 | 0 | 0 | 0 | 0 | 0 | 0 | 0
| Total including IUK | 5150.782 | 4980.2591 | 4814.526 | 4688.3451 | 4625.8212 | 4460.5428 | 4271.1883 | 4201.2882 | 4148.2997 | 4134.9405 | 4030.8557 | 3963.3654 | 3878.9767 | 3797.2497 | 3756.2975 | 3777.833 | 3721.5711 | 3756.0878 | 3715.0114 | 3695.6462 | 3689.5904 | 3730.6229 | 3748.4243 | 3805.6901 | 3761.6095 | 3771.829
| Total Undiversified | 5592.945 | 5488.541 | 5411.7895 | 5366.6974 | 5247.977 | 5139.169 | 5013.7313 | 5006.1373 | 4956.3123 | 4876.064 | 4704.6152 | 4593.3465 | 4528.1651 | 4446.8966 | 4336.7954 | 4254.7832 | 4113.1921 | 4003.5768 | 3874.5704 | 3769.7695 | 3717.6356 | 3654.9171 | 3582.795 | 3500.5691 | 3443.8953 | 3440.9061
| Low power | 693.3242 | 371.6538 | 291.1772 | 199.4996 | 183.659 | 123.8895 | 79.3437 | 72.1689 | 68.0949 | 70.5202 | 67.6517 | 63.8229 | 60.6124 | 59.3073 | 21.9927 | 26.6713 | 33.3369 | 50.7167 | 69.9615 | 83.6473 | 102.6897 | 155.5119 | 234.6963 | 356.4956 | 403.5953 | 472.3912
| High power | 1038.5173 | 958.2297 | 873.7129 | 860.1954 | 906.4658 | 871.284 | 874.4993 | 917.2798 | 981.31 | 1113.4161 | 1142.1682 | 1095.9561 | 1114.7053 | 1039.6632 | 1023.0863 | 1056.457 | 1023.5878 | 996.8148 | 938.2186 | 929.7563 | 967.4434 | 1041.1128 | 1046.0752 | 1117.317 | 1111.4844 | 1119.3628
| Diversified Total + High Power | 5150.782 | 5031.2999 | 4886.6068 | 4815.7501 | 4792.7028 | 4718.4081 | 4678.6655 | 4669.8657 | 4675.3377 | 4751.8399 | 4716.0697 | 4619.8767 | 4574.2895 | 4460.5337 | 4403.3962 | 4390.6004 | 4304.3999 | 4252.1152 | 4154.7758 | 4103.4835 | 4090.0342 | 4136.2427 | 4102.6129 | 4126.4683 | 4063.0573 | 4070.0417
| Diversified Total + Low Power | 4805.589 | 4444.724 | 4304.0711 | 4155.0543 | 4069.896 | 3971.0136 | 3883.51 | 3824.7548 | 3762.1226 | 3708.944 | 3641.5532 | 3587.7434 | 3520.1965 | 3480.1779 | 3402.3026 | 3360.8147 | 3314.1489 | 3306.0171 | 3286.5187 | 3257.3744 | 3225.2805 | 3250.6419 | 3291.234 | 3365.6469 | 3355.1682 | 3423.0702
A5.1M - No Progression: 1 in 20 peak day diversified demand
Source: National Grid
DS35 Using Power High Case
| Diversified Peak | 2015/16 | 2016/17 | 2017/18 | 2018/19 | 2019/20 | 2020/21 | 2021/22 | 2022/23 | 2023/24 | 2024/25 | 2025/26 | 2026/27 | 2027/28 | 2028/29 | 2029/30 | 2030/31 | 2031/32 | 2032/33 | 2033/34 | 2034/35 | 2035/36 | 2036/37 | 2037/38 | 2038/39 | 2039/40 | 2040/41
| 0-73.2 MWh | 2566.3153 | 2554.1223 | 2541.9657 | 2535.8619 | 2517.5411 | 2509.8583 | 2485.1941 | 2471.5499 | 2442.1782 | 2436.1491 | 2418.9094 | 2404.0013 | 2374.6452 | 2373.2168 | 2366.3576 | 2364.3494 | 2355.038 | 2377.767 | 2374.8932 | 2378.9912 | 2362.6772 | 2368.2876 | 2384.7414 | 2388.0166 | 2387.6144 | 2399.0617
| 73.2-732 MWh | 383.7323 | 388.6965 | 387.5623 | 387.5097 | 385.034 | 386.2693 | 386.1312 | 385.0729 | 382.3569 | 383.2343 | 382.5756 | 382.7558 | 382.0401 | 382.4231 | 382.623 | 382.3038 | 380.4452 | 384.8449 | 383.2294 | 383.1673 | 380.3612 | 381.2168 | 382.7646 | 382.8863 | 380.1857 | 381.4768
| NDM > 732 MWh | 449.4218 | 457.8361 | 456.9978 | 456.8775 | 454.2412 | 455.2959 | 454.8702 | 452.8277 | 450.1486 | 451.2802 | 450.2877 | 450.442 | 449.9024 | 450.2737 | 450.2528 | 449.6712 | 447.9139 | 452.5275 | 450.6344 | 450.5507 | 447.9862 | 449.4395 | 451.6952 | 452.5354 | 450.0881 | 451.6057
| Total NDM | 3399.4694 | 3400.6549 | 3386.5257 | 3380.2491 | 3356.8163 | 3351.4235 | 3326.1956 | 3309.4504 | 3274.6838 | 3270.6636 | 3251.7728 | 3237.1991 | 3206.5877 | 3205.9136 | 3199.2334 | 3196.3244 | 3183.3971 | 3215.1394 | 3208.7569 | 3212.7092 | 3191.0246 | 3198.9439 | 3219.2012 | 3223.4383 | 3217.8883 | 3232.1442
| Total DM | 433.92 | 437.8864 | 433.9699 | 432.8853 | 430.4197 | 430.7434 | 428.4912 | 426.0235 | 424.0501 | 423.3505 | 422.7671 | 422.4586 | 420.0571 | 419.3462 | 418.5227 | 417.618 | 416.5318 | 396.0612 | 414.2498 | 414.8456 | 411.68 | 411.732 | 395.9881 | 394.8569 | 392.339 | 392.1154
| LDZ Shrinkage | 7.9697 | 8.0247 | 7.8356 | 7.7342 | 7.6263 | 7.4822 | 7.3507 | 7.2849 | 7.2582 | 7.1397 | 7.0219 | 6.9014 | 6.7994 | 6.6521 | 6.5342 | 6.4137 | 6.3049 | 6.1699 | 6.0466 | 5.9233 | 5.8186 | 5.6795 | 5.5616 | 5.4329 | 5.3269 | 5.1945
| Total LDZ | 3841.3592 | 3846.566 | 3828.3312 | 3820.8687 | 3794.8623 | 3789.6491 | 3762.0375 | 3742.7589 | 3705.992 | 3701.1538 | 3681.5618 | 3666.5591 | 3633.4442 | 3631.9118 | 3624.2903 | 3620.3561 | 3606.2338 | 3617.3705 | 3629.0533 | 3633.4781 | 3608.5232 | 3616.3554 | 3620.751 | 3623.728 | 3615.5542 | 3629.4542
| NTS Industrial | 74.3191 | 77.7499 | 79.3116 | 80.2527 | 80.4528 | 81.5855 | 83.2422 | 83.456 | 83.4572 | 84.6537 | 84.9258 | 85.1354 | 85.7964 | 85.7135 | 86.2053 | 85.9051 | 85.6808 | 86.0654 | 85.8351 | 85.2465 | 85.2032 | 85.2056 | 85.5068 | 85.1981 | 84.5551 | 84.8645
| Exports to Ireland | 231 | 273.7 | 296.3 | 310.9 | 339 | 350.5 | 365.4 | 366.9 | 393.9 | 403.6 | 404 | 404 | 404 | 404 | 404 | 404 | 404 | 404 | 404 | 404 | 404 | 404 | 404 | 404 | 404 | 404
| NTS Power Generation | 1034.3496 | 860.4464 | 848.6037 | 784.8985 | 764.1864 | 851.8657 | 830.6609 | 781.6852 | 786.3863 | 787.0546 | 849.9403 | 773.9019 | 708.2287 | 661.8805 | 695.9131 | 772.1794 | 785.0472 | 765.1363 | 783.274 | 791.4261 | 812.193 | 860.1641 | 904.1208 | 922.3891 | 939.7502 | 943.3863
| NTS Consumption | 1339.6687 | 1211.8964 | 1224.2153 | 1176.0513 | 1183.6392 | 1283.9512 | 1279.303 | 1232.0413 | 1263.7435 | 1275.3082 | 1338.8661 | 1263.0373 | 1198.0251 | 1151.5939 | 1186.1185 | 1262.0845 | 1274.728 | 1255.2016 | 1273.1091 | 1280.6726 | 1301.3962 | 1349.3696 | 1393.6276 | 1411.5872 | 1428.3052 | 1432.2508
| NTS Shrinkage | 11.5726 | 10.9562 | 9.1205 | 8.7151 | 9.0164 | 8.8575 | 9.2274 | 9.1123 | 9.1699 | 9.674 | 9.6055 | 9.7123 | 9.6274 | 9.2603 | 9.4493 | 9.2247 | 9.6767 | 9.3562 | 9.0329 | 9.2411 | 9.5178 | 9.6329 | 9.3562 | 9.3562 | 9.4219 | 9.4575
| Total excluding IUK | 5192.6004 | 5069.4185 | 5061.6671 | 5005.635 | 4987.518 | 5082.4579 | 5050.5679 | 4983.9125 | 4978.9054 | 4986.136 | 5030.0333 | 4939.3087 | 4841.0967 | 4792.766 | 4819.8581 | 4891.6653 | 4890.6385 | 4881.9283 | 4911.1953 | 4923.3917 | 4919.4372 | 4975.3579 | 5023.7347 | 5044.6714 | 5053.2814 | 5071.1625
| IUK | 0 | 0 | 0 | 0 | 0 | 0 | 0 | 0 | 0 | 0 | 0 | 0 | 0 | 0 | 0 | 0 | 0 | 0 | 0 | 0 | 0 | 0 | 0 | 0 | 0 | 0
| Total including IUK | 5192.6004 | 5069.4185 | 5061.6671 | 5005.635 | 4987.518 | 5082.4579 | 5050.5679 | 4983.9125 | 4978.9054 | 4986.136 | 5030.0333 | 4939.3087 | 4841.0967 | 4792.766 | 4819.8581 | 4891.6653 | 4890.6385 | 4881.9283 | 4911.1953 | 4923.3917 | 4919.4372 | 4975.3579 | 5023.7347 | 5044.6714 | 5053.2814 | 5071.1625
| Total Undiversified | 5727.72 | 5714.6433 | 5714.8923 | 5622.4168 | 5560.2591 | 5667.1968 | 5667.4134 | 5635.2367 | 5655.2837 | 5570.9736 | 5554.4413 | 5443.0718 | 5478.6243 | 5480.3224 | 5473.4321 | 5506.4023 | 5496.1973 | 5491.4128 | 5356.6513 | 5283.8177 | 5265.3178 | 5474.4911 | 5464.4237 | 5502.0085 | 5491.9074 | 5505.4028
| Low power | 693.3242 | 333.9441 | 315.1212 | 259.9634 | 223.0235 | 266.6577 | 250.707 | 231.9732 | 233.4455 | 231.1007 | 262.7628 | 206.6489 | 168.234 | 154.9284 | 171.1223 | 188.8422 | 198.3512 | 203.1205 | 220.5697 | 244.196 | 254.7244 | 275.6398 | 318.236 | 345.913 | 371.1883 | 394.096
| High power | 1034.3496 | 890.6454 | 887.3919 | 871.9049 | 844.6971 | 937.5215 | 1021.9077 | 1008.0235 | 1005.9116 | 1038.9336 | 1160.0885 | 1130.1357 | 1111.4861 | 1128.3126 | 1171.0145 | 1237.3978 | 1240.1929 | 1238.9434 | 1245.7542 | 1156.9243 | 1169.965 | 1208.5275 | 1228.779 | 1239.0233 | 1246.0888 | 1260.5132
| Diversified Total + High Power | 5192.6004 | 5099.6175 | 5100.4552 | 5092.6414 | 5068.0287 | 5168.1137 | 5241.8148 | 5210.2508 | 5198.4307 | 5238.0151 | 5340.1815 | 5295.5425 | 5244.3541 | 5259.1982 | 5294.9594 | 5356.8836 | 5345.7842 | 5355.7354 | 5373.6755 | 5288.8899 | 5277.2092 | 5323.7213 | 5348.3929 | 5361.3056 | 5359.62 | 5388.2894
| Diversified Total + Low Power | 4851.5751 | 4542.9162 | 4528.1846 | 4480.6999 | 4446.3551 | 4497.2499 | 4470.614 | 4434.2004 | 4425.9647 | 4430.1822 | 4442.8558 | 4372.0557 | 4301.102 | 4285.8139 | 4295.0672 | 4308.328 | 4303.9425 | 4319.9125 | 4348.491 | 4376.1617 | 4361.9686 | 4390.8336 | 4437.85 | 4468.1953 | 4484.7195 | 4521.8722
A5.1N - Consumer Power: 1 in 20 peak day diversified demand
Source: National Grid
DS35 Using Power High Case
| Diversified Peak | 2015/16 | 2016/17 | 2017/18 | 2018/19 | 2019/20 | 2020/21 | 2021/22 | 2022/23 | 2023/24 | 2024/25 | 2025/26 | 2026/27 | 2027/28 | 2028/29 | 2029/30 | 2030/31 | 2031/32 | 2032/33 | 2033/34 | 2034/35 | 2035/36 | 2036/37 | 2037/38 | 2038/39 | 2039/40 | 2040/41
| 0-73.2 MWh | 2556.6568 | 2538.2388 | 2520.1094 | 2503.1512 | 2455.1188 | 2420.4714 | 2379.2165 | 2346.3583 | 2299.4022 | 2269.4123 | 2252.517 | 2259.0758 | 2236.0166 | 2225.1782 | 2210.4723 | 2194.7951 | 2143.1414 | 2136.1629 | 2124.2914 | 2110.8254 | 2092.0288 | 2118.1112 | 2108.3586 | 2093.6286 | 2072.991 | 2081.4254
| 73.2-732 MWh | 404.0824 | 418.9906 | 423.1422 | 427.9662 | 429.8694 | 434.42 | 438.1736 | 440.182 | 438.094 | 439.9608 | 442.1541 | 448.1275 | 448.8083 | 450.0688 | 449.6071 | 449.9073 | 443.8482 | 448.0641 | 449.817 | 450.1236 | 448.2746 | 456.8554 | 457.7063 | 458.3404 | 456.3483 | 457.5242
| NDM > 732 MWh | 470.0869 | 487.7084 | 491.2341 | 495.7968 | 498.4864 | 503.4555 | 507.7763 | 511.3365 | 511.4276 | 516.6024 | 521.8243 | 531.1391 | 535.0227 | 539.6002 | 542.1695 | 546.1398 | 543.8956 | 552.2913 | 557.0331 | 559.8211 | 559.9632 | 572.0403 | 575.7646 | 578.9134 | 579.2457 | 581.0837
| Total NDM | 3430.8262 | 3444.9377 | 3434.4857 | 3426.9141 | 3383.4745 | 3358.3469 | 3325.1664 | 3297.8768 | 3248.9238 | 3225.9755 | 3216.4954 | 3238.3424 | 3219.8476 | 3214.8473 | 3202.249 | 3190.8422 | 3130.8853 | 3136.5183 | 3131.1415 | 3120.7701 | 3100.2666 | 3147.0069 | 3141.8295 | 3130.8824 | 3108.5849 | 3120.0333
| Total DM | 441.0207 | 449.5731 | 447.8372 | 448.8239 | 448.9802 | 450.7899 | 450.496 | 450.1742 | 450.1243 | 452.2457 | 432.8526 | 394.5691 | 377.897 | 379.1213 | 379.2749 | 380.6582 | 420.8028 | 423.2645 | 423.94 | 425.1757 | 423.9415 | 388.6267 | 390.0262 | 390.2444 | 388.8121 | 389.2048
| LDZ Shrinkage | 7.9697 | 8.0247 | 7.8356 | 7.7342 | 7.6263 | 7.4822 | 7.3507 | 7.2849 | 7.2582 | 7.1397 | 7.0219 | 6.9014 | 6.7994 | 6.6521 | 6.5342 | 6.4137 | 6.3049 | 6.1699 | 6.0466 | 5.9233 | 5.8186 | 5.6795 | 5.5616 | 5.4329 | 5.3269 | 5.1945
| Total LDZ | 3879.8166 | 3902.5355 | 3890.1585 | 3883.4723 | 3840.081 | 3816.6189 | 3783.0131 | 3755.336 | 3706.3063 | 3685.3609 | 3656.3699 | 3639.8129 | 3604.544 | 3600.6206 | 3588.0581 | 3577.9141 | 3557.993 | 3565.9527 | 3561.1281 | 3551.869 | 3530.0267 | 3541.313 | 3537.4174 | 3526.5597 | 3502.7239 | 3514.4326
| NTS Industrial | 74.3326 | 77.2563 | 78.2007 | 78.6421 | 79.8334 | 80.3358 | 80.2064 | 80.0116 | 79.7398 | 80.7848 | 81.278 | 81.3519 | 81.8497 | 81.7944 | 82.4457 | 82.8216 | 83.3303 | 84.4442 | 85.1111 | 85.2041 | 85.5395 | 85.9256 | 86.5012 | 86.5624 | 86.3158 | 86.6991
| Exports to Ireland | 231 | 273.7 | 296.3 | 310.9 | 339 | 350.5 | 365.4 | 366.9 | 393.9 | 403.6 | 404 | 404 | 404 | 404 | 404 | 404 | 404 | 404 | 404 | 404 | 404 | 404 | 404 | 404 | 404 | 404
| NTS Power Generation | 1032.3638 | 907.0203 | 785.9644 | 805 | 742.4385 | 625.8898 | 524.1943 | 460.9785 | 541.8904 | 560.8472 | 467.3212 | 356.7835 | 346.2788 | 311.7235 | 288.5003 | 270.4284 | 286.5751 | 220.3078 | 254.2431 | 283.8606 | 228.4534 | 197.1068 | 199.6701 | 167.9773 | 166.9187 | 160.8838
| NTS Consumption | 1337.6965 | 1257.9765 | 1160.4652 | 1194.5421 | 1161.2719 | 1056.7256 | 969.8007 | 907.8901 | 1015.5302 | 1045.232 | 952.5992 | 842.1354 | 832.1285 | 797.5179 | 774.9459 | 757.25 | 773.9054 | 708.7521 | 743.3542 | 773.0646 | 717.9929 | 687.0323 | 690.1713 | 658.5397 | 657.2345 | 651.5829
| NTS Shrinkage | 11.5726 | 10.9562 | 9.1205 | 8.7151 | 9.0164 | 8.8575 | 9.2274 | 9.1123 | 9.1699 | 9.674 | 9.6055 | 9.7123 | 9.6274 | 9.2603 | 9.4493 | 9.2247 | 9.6767 | 9.3562 | 9.0329 | 9.2411 | 9.5178 | 9.6329 | 9.3562 | 9.3562 | 9.4219 | 9.4575
| Total excluding IUK | 5229.0856 | 5171.4682 | 5059.7442 | 5086.7295 | 5010.3694 | 4882.2021 | 4762.0411 | 4672.3384 | 4731.0063 | 4740.2669 | 4618.5746 | 4491.6606 | 4446.2999 | 4407.3988 | 4372.4534 | 4344.3887 | 4341.5751 | 4284.0609 | 4313.5152 | 4334.1747 | 4257.5375 | 4237.9782 | 4236.9448 | 4194.4556 | 4169.3803 | 4175.473
| IUK | 0 | 0 | 0 | 0 | 0 | 0 | 0 | 0 | 0 | 0 | 0 | 0 | 0 | 0 | 0 | 0 | 0 | 0 | 0 | 0 | 0 | 0 | 0 | 0 | 0 | 0
| Total including IUK | 5229.0856 | 5171.4682 | 5059.7442 | 5086.7295 | 5010.3694 | 4882.2021 | 4762.0411 | 4672.3384 | 4731.0063 | 4740.2669 | 4618.5746 | 4491.6606 | 4446.2999 | 4407.3988 | 4372.4534 | 4344.3887 | 4341.5751 | 4284.0609 | 4313.5152 | 4334.1747 | 4257.5375 | 4237.9782 | 4236.9448 | 4194.4556 | 4169.3803 | 4175.473
| Total Undiversified | 5677.0646 | 5680.4974 | 5674.1379 | 5704.5322 | 5689.9223 | 5630.3737 | 5498.7375 | 5474.2256 | 5455.0436 | 5408.6001 | 5096.8935 | 4985.1958 | 4881.7965 | 4833.8459 | 4818.9613 | 4809.2915 | 4826.9949 | 4766.2237 | 4814.4702 | 4766.0437 | 4709.9693 | 4649.452 | 4644.3017 | 4572.0129 | 4547.1584 | 4484.37
| Low power | 693.3242 | 332.1468 | 280.3931 | 234.7665 | 185.2948 | 127.0536 | 94.7245 | 76.9355 | 89.2544 | 91.7897 | 75.6531 | 62.1708 | 59.4268 | 58.1542 | 57.247 | 56.8003 | 57.3218 | 10.4866 | 11.0918 | 11.6002 | 10.4387 | 10.4784 | 10.4614 | 10.5006 | 10.4939 | 10.5227
| High power | 1032.3638 | 907.0203 | 857.053 | 920.1058 | 887.9763 | 918.994 | 902.7849 | 835.0643 | 961.4313 | 1012.2282 | 964.4549 | 946.0904 | 947.5338 | 920.5572 | 916.7053 | 882.0448 | 853.4762 | 784.7589 | 774.4406 | 734.555 | 669.1794 | 664.9342 | 672.2413 | 614.4993 | 612.569 | 612.5496
| Diversified Total + High Power | 5229.0856 | 5171.4682 | 5130.8327 | 5201.8353 | 5155.9072 | 5175.3063 | 5140.6317 | 5046.4241 | 5150.5473 | 5191.6479 | 5115.7083 | 5080.9675 | 5047.5549 | 5016.2324 | 5000.6583 | 4956.0051 | 4908.4763 | 4848.512 | 4833.7126 | 4784.8692 | 4698.2635 | 4705.8056 | 4709.516 | 4640.9776 | 4615.0306 | 4627.1388
| Diversified Total + Low Power | 4890.0461 | 4596.5947 | 4554.1729 | 4516.496 | 4453.2257 | 4383.3659 | 4332.5714 | 4288.2954 | 4278.3703 | 4271.2094 | 4226.9065 | 4197.0479 | 4159.4479 | 4153.8295 | 4141.2001 | 4130.7607 | 4112.3218 | 4074.2396 | 4070.3639 | 4061.9144 | 4039.5228 | 4051.3498 | 4047.7361 | 4036.9788 | 4012.9555 | 4025.1119
A5.1O - Updated Forecast: 1 in 20 peak day diversified demand
Source: National Grid
DS35 Using Power High Case
| Diversified Peak | 2015/16 | 2016/17 | 2017/18 | 2018/19 | 2019/20 | 2020/21
| 0-73.2 MWh | 2580.0557 | 2554.0772 | 2519.8517 | 2491.703 | 2446.1307 | 2417.2813
| 73.2-732 MWh | 372.2408 | 379.8369 | 384.1041 | 389.6323 | 392.5366 | 400.1993
| NDM > 732 MWh | 455.5368 | 469.2578 | 471.9776 | 473.9847 | 474.1579 | 478.5763
| Total NDM | 3407.8334 | 3403.1719 | 3375.9334 | 3355.32 | 3312.8251 | 3296.0569
| Total DM | 435.4069 | 441.7556 | 440.1901 | 440.3167 | 439.9998 | 440.5312
| LDZ Shrinkage | 7.9697 | 8.0247 | 7.8356 | 7.7342 | 7.6263 | 7.4822
| Total LDZ | 3851.21 | 3852.9521 | 3823.959 | 3803.3709 | 3760.4513 | 3744.0702
| NTS Industrial | 74.0436 | 77.4605 | 79.1102 | 79.9339 | 80.8308 | 81.5585
| Exports to Ireland | 231 | 273.7 | 296.3 | 310.9 | 339 | 350.5
| NTS Power Generation | 1033.5891 | 973.2268 | 935.7014 | 793.7191 | 740.8518 | 628.9826
| NTS Consumption | 1338.6328 | 1324.3873 | 1311.1115 | 1184.553 | 1160.6826 | 1061.0411
| NTS Shrinkage | 11.5726 | 10.9562 | 9.1205 | 8.7151 | 9.0164 | 8.8575
| Total excluding IUK | 5201.4154 | 5188.2955 | 5144.1911 | 4996.639 | 4930.1503 | 4813.9689
| IUK | 0 | 0 | 0 | 0 | 0 | 0
| Total including IUK | 5201.4154 | 5188.2955 | 5144.1911 | 4996.639 | 4930.1503 | 4813.9689
| Total Undiversified | 5648.4026 | 5653.3669 | 5657.348 | 5618.1619 | 5602.7666 | 5538.9666
| Low power | 693.3242 | 352.3675 | 295.4884 | 242.4259 | 193.111 | 137.6597
| High power | 1033.5891 | 973.2268 | 935.7014 | 898.7492 | 875.8586 | 829.6587
| Diversified Total + High Power | 5201.4154 | 5188.2955 | 5144.1911 | 5101.6691 | 5065.1572 | 5014.645
| Diversified Total + Low Power | 4861.1505 | 4567.4363 | 4503.9782 | 4445.3457 | 4382.4095 | 4322.646

## Figure A5.1 (P - T)
A5.1P - 2016/17 Load curve (1-in-50) - Slow Progression | [11 empty] | A5.1Q - 2016/17 Load curve (1-in-50) - Gone Green | [11 empty] | A5.1R - 2016/17 Load curve (1-in-50) - No Progression | [11 empty] | A5.1S - 2016/17 Load curve (1-in-50) - Consumer Power | [11 empty] | A5.1T - 2016/17 Load curve (1-in-50) - Updated Forecast
Source: National Grid | [11 empty] | Source: National Grid | [11 empty] | Source: National Grid | [11 empty] | Source: National Grid | [11 empty] | Source: National Grid
| Day number | NDM 0 - 73.2 MWh | NDM 73.2-732 MWh | NDM > 732 MWh | Total DM | LDZ Shrinkage | NTS Industrial | Exports to Ireland | NTS Power | NTS Shrinkage | IUK |  | Day number | NDM 0 - 73.2 MWh | NDM 73.2-732 MWh | NDM > 732 MWh | Total DM | LDZ Shrinkage | NTS Industrial | Exports to Ireland | NTS Power | NTS Shrinkage | IUK |  | Day number | NDM 0 - 73.2 MWh | NDM 73.2-732 MWh | NDM > 732 MWh | Total DM | LDZ Shrinkage | NTS Industrial | Exports to Ireland | NTS Power | NTS Shrinkage | IUK |  | Day number | NDM 0 - 73.2 MWh | NDM 73.2-732 MWh | NDM > 732 MWh | Total DM | LDZ Shrinkage | NTS Industrial | Exports to Ireland | NTS Power | NTS Shrinkage | IUK |  | Day number | NDM 0 - 73.2 MWh | NDM 73.2-732 MWh | NDM > 732 MWh | Total DM | LDZ Shrinkage | NTS Industrial | Exports to Ireland | NTS Power | NTS Shrinkage | IUK
| 1 | 2655.2305 | 395.992 | 518.8369 | 422.6791 | 8.0247 | 77.1523 | 109.901 | 554.7474 | 10.9562 | 0 |  | 1 | 2567.1503 | 387.4592 | 519.2687 | 423.0969 | 8.0247 | 76.0856 | 116.2772 | 607.3322 | 10.9562 | 0 |  | 1 | 2731.0299 | 412.8949 | 481.5452 | 414.1731 | 8.0247 | 77.7499 | 109.0014 | 577.6456 | 10.9562 | 0 |  | 1 | 2711.7485 | 444.7307 | 512.629 | 428.9147 | 8.0247 | 77.2563 | 118.3336 | 612.7501 | 10.9562 | 0 |  | 1 | 2730.7424 | 403.5124 | 493.5961 | 418.3903 | 8.0247 | 77.4771 | 112.464 | 693.5116 | 10.9562 | 0
| 2 | 2589.1824 | 386.379 | 508.0519 | 407.402 | 8.0247 | 77.0185 | 109.2235 | 554.2154 | 10.9562 | 0 |  | 2 | 2502.0093 | 378.5864 | 509.256 | 407.8005 | 8.0247 | 75.9594 | 115.5819 | 608.2512 | 10.9562 | 0 |  | 2 | 2660.9075 | 404.0934 | 473.0652 | 398.8605 | 8.0247 | 77.6229 | 108.35 | 577.7217 | 10.9562 | 0 |  | 2 | 2644.1752 | 433.9065 | 502.0024 | 413.2 | 8.0247 | 77.1343 | 117.6886 | 613.4096 | 10.9562 | 0 |  | 2 | 2660.5634 | 394.8855 | 484.8925 | 403.0165 | 8.0247 | 77.3439 | 111.7846 | 692.8901 | 10.9562 | 0
| 3 | 2525.9942 | 378.6131 | 499.5826 | 394.541 | 8.0247 | 76.887 | 108.5602 | 553.6596 | 10.9562 | 0 |  | 3 | 2442.1241 | 370.4168 | 500.1262 | 394.8869 | 8.0247 | 75.8352 | 114.9014 | 609.0952 | 10.9562 | 0 |  | 3 | 2597.6081 | 395.446 | 464.6064 | 386 | 8.0247 | 77.4979 | 107.7123 | 577.7557 | 10.9562 | 0 |  | 3 | 2579.5622 | 425.1607 | 493.5702 | 399.985 | 8.0247 | 77.0141 | 117.0564 | 614.0071 | 10.9562 | 0 |  | 3 | 2597.244 | 386.4129 | 476.2003 | 390.0977 | 8.0247 | 77.2129 | 111.1196 | 692.2368 | 10.9562 | 0
| 4 | 2469.2039 | 371.0005 | 491.245 | 383.8841 | 8.0247 | 76.7576 | 107.911 | 553.0805 | 10.9562 | 0 |  | 4 | 2387.4165 | 362.968 | 491.6069 | 384.1512 | 8.0247 | 75.7129 | 114.2358 | 609.8656 | 10.9562 | 0 |  | 4 | 2540.1163 | 387.2229 | 456.5834 | 375.376 | 8.0247 | 77.3748 | 107.0884 | 577.7486 | 10.9562 | 0 |  | 4 | 2521.4689 | 416.5807 | 485.3362 | 389.05 | 8.0247 | 76.8957 | 116.4371 | 614.5438 | 10.9562 | 0 |  | 4 | 2539.8167 | 378.3292 | 467.919 | 379.4183 | 8.0247 | 77.0841 | 110.469 | 691.5523 | 10.9562 | 0
| 5 | 2417.6485 | 363.9375 | 483.4664 | 375.2197 | 8.0247 | 76.6304 | 107.2757 | 552.4787 | 10.9562 | 0 |  | 5 | 2338.7692 | 355.5142 | 483.2082 | 375.3883 | 8.0247 | 75.5926 | 113.5847 | 610.5635 | 10.9562 | 0 |  | 5 | 2489.361 | 378.8663 | 448.295 | 366.7728 | 8.0247 | 77.2536 | 106.478 | 577.7012 | 10.9562 | 0 |  | 5 | 2468.7392 | 408.63 | 477.6437 | 380.1756 | 8.0247 | 76.779 | 115.8304 | 615.0207 | 10.9562 | 0 |  | 5 | 2488.9674 | 370.201 | 459.4629 | 370.7627 | 8.0247 | 76.9574 | 109.8325 | 690.8374 | 10.9562 | 0
| 6 | 2372.5568 | 356.6287 | 475.4735 | 368.336 | 8.0247 | 76.5052 | 106.6542 | 551.8547 | 10.9562 | 0 |  | 6 | 2294.1227 | 348.9707 | 475.7414 | 368.393 | 8.0247 | 75.4742 | 112.948 | 611.1903 | 10.9562 | 0 |  | 6 | 2439.4483 | 373.0886 | 442.5921 | 359.9748 | 8.0247 | 77.1343 | 105.8809 | 577.6142 | 10.9562 | 0 |  | 6 | 2422.5491 | 400.4688 | 469.8072 | 373.1421 | 8.0247 | 76.6641 | 115.2361 | 615.4391 | 10.9562 | 0 |  | 6 | 2439.0606 | 364.5452 | 453.6171 | 363.9153 | 8.0247 | 76.8327 | 109.2099 | 690.0926 | 10.9562 | 0
| 7 | 2330.7388 | 350.4801 | 468.7107 | 363.0212 | 8.0247 | 76.3822 | 106.0462 | 551.2092 | 10.9562 | 0 |  | 7 | 2252.8952 | 343.2885 | 469.5041 | 362.9604 | 8.0247 | 75.3576 | 112.3255 | 611.7474 | 10.9562 | 0 |  | 7 | 2397.3217 | 366.1377 | 435.953 | 354.7664 | 8.0247 | 77.0168 | 105.297 | 577.4886 | 10.9562 | 0 |  | 7 | 2379.9552 | 393.476 | 463.0417 | 367.73 | 8.0247 | 76.5509 | 114.6542 | 615.8 | 10.9562 | 0 |  | 7 | 2397.0178 | 357.7193 | 446.7695 | 358.6604 | 8.0247 | 76.7102 | 108.6012 | 689.3188 | 10.9562 | 0
| 8 | 2291.9097 | 345.4781 | 463.1367 | 359.0636 | 8.0247 | 76.2612 | 105.4516 | 550.5425 | 10.9562 | 0 |  | 8 | 2216.5779 | 337.7886 | 463.3511 | 358.8853 | 8.0247 | 75.2429 | 111.717 | 612.2359 | 10.9562 | 0 |  | 8 | 2357.0691 | 361.206 | 430.7668 | 350.9318 | 8.0247 | 76.9012 | 104.7261 | 577.3251 | 10.9562 | 0 |  | 8 | 2340.2007 | 387.8365 | 457.5698 | 363.7196 | 8.0247 | 76.4394 | 114.0844 | 616.1046 | 10.9562 | 0 |  | 8 | 2356.8292 | 352.8938 | 441.4259 | 354.7824 | 8.0247 | 76.5897 | 108.006 | 688.5165 | 10.9562 | 0
| 9 | 2256.5202 | 341.2205 | 458.3635 | 356.2513 | 8.0247 | 76.1423 | 104.8702 | 549.8554 | 10.9562 | 0 |  | 9 | 2182.0391 | 333.8061 | 458.7462 | 355.9626 | 8.0247 | 75.13 | 111.1224 | 612.6573 | 10.9562 | 0 |  | 9 | 2323.7065 | 355.2129 | 424.7679 | 348.2554 | 8.0247 | 76.7875 | 104.168 | 577.1245 | 10.9562 | 0 |  | 9 | 2303.9923 | 383.0471 | 452.8386 | 360.8915 | 8.0247 | 76.3295 | 113.5266 | 616.3539 | 10.9562 | 0 |  | 9 | 2322.7879 | 347.376 | 435.6527 | 352.0656 | 8.0247 | 76.4712 | 107.4243 | 687.6864 | 10.9562 | 0
| 10 | 2228.319 | 336.0287 | 451.981 | 354.3725 | 8.0247 | 76.0253 | 104.3019 | 549.1484 | 10.9562 | 0 |  | 10 | 2154.3759 | 328.9658 | 452.6342 | 353.9874 | 8.0247 | 75.0189 | 110.5414 | 613.0129 | 10.9562 | 0 |  | 10 | 2290.4595 | 351.8606 | 420.6981 | 346.5217 | 8.0247 | 76.6755 | 103.6226 | 576.8877 | 10.9562 | 0 |  | 10 | 2275.146 | 377.2068 | 446.5836 | 359.0259 | 8.0247 | 76.2213 | 112.9807 | 616.5491 | 10.9562 | 0 |  | 10 | 2290.2072 | 343.5121 | 431.4571 | 350.2945 | 8.0247 | 76.3547 | 106.8559 | 686.8292 | 10.9562 | 0
| 11 | 2199.3682 | 333.2226 | 448.2679 | 353.2156 | 8.0247 | 75.9103 | 103.7465 | 548.422 | 10.9562 | 0 |  | 11 | 2126.9276 | 325.8025 | 448.8082 | 352.7546 | 8.0247 | 74.9096 | 109.9739 | 613.3038 | 10.9562 | 0 |  | 11 | 2262.3482 | 347.499 | 416.8568 | 345.5148 | 8.0247 | 76.5652 | 103.0898 | 576.6155 | 10.9562 | 0 |  | 11 | 2245.4773 | 374.0915 | 442.8642 | 357.9034 | 8.0247 | 76.1148 | 112.4465 | 616.6913 | 10.9562 | 0 |  | 11 | 2261.5265 | 339.9998 | 427.3685 | 349.2535 | 8.0247 | 76.2401 | 106.3005 | 685.9457 | 10.9562 | 0
| 12 | 2176.5626 | 328.9316 | 443.8602 | 352.5687 | 8.0247 | 75.7972 | 103.2037 | 547.6769 | 10.9562 | 0 |  | 12 | 2105.2253 | 321.6632 | 444.057 | 352.059 | 8.0247 | 74.802 | 109.4197 | 613.5316 | 10.9562 | 0 |  | 12 | 2238.6139 | 343.3219 | 412.4787 | 345.0193 | 8.0247 | 76.4567 | 102.5692 | 576.3088 | 10.9562 | 0 |  | 12 | 2222.2729 | 369.2394 | 438.506 | 357.3044 | 8.0247 | 76.0098 | 111.9238 | 616.7816 | 10.9562 | 0 |  | 12 | 2239.0357 | 335.0402 | 422.563 | 348.7268 | 8.0247 | 76.1275 | 105.7581 | 685.0365 | 10.9562 | 0
| 13 | 2153.8398 | 326.801 | 440.8351 | 352.2201 | 8.0247 | 75.6861 | 102.6735 | 546.9134 | 10.9562 | 0 |  | 13 | 2082.3832 | 319.9634 | 441.518 | 351.6956 | 8.0247 | 74.6961 | 108.8786 | 613.6973 | 10.9562 | 0 |  | 13 | 2214.8555 | 341.3267 | 409.6371 | 344.8193 | 8.0247 | 76.3499 | 102.0609 | 575.9684 | 10.9562 | 0 |  | 13 | 2198.703 | 366.9486 | 435.6913 | 357.0092 | 8.0247 | 75.9063 | 111.4125 | 616.8211 | 10.9562 | 0 |  | 13 | 2215.0714 | 333.3603 | 419.6432 | 348.4989 | 8.0247 | 76.0167 | 105.2283 | 684.1022 | 10.9562 | 0
| 14 | 2133.5081 | 324.6428 | 438.733 | 351.9579 | 8.0247 | 75.5768 | 102.1557 | 546.1323 | 10.9562 | 0 |  | 14 | 2063.3939 | 317.5896 | 438.9791 | 351.4594 | 8.0247 | 74.5918 | 108.3504 | 613.8025 | 10.9562 | 0 |  | 14 | 2194.5741 | 338.5254 | 407.4882 | 344.6994 | 8.0247 | 76.2448 | 101.5645 | 575.5951 | 10.9562 | 0 |  | 14 | 2178.2177 | 364.3848 | 433.4551 | 356.7983 | 8.0247 | 75.8045 | 110.9125 | 616.811 | 10.9562 | 0 |  | 14 | 2194.412 | 330.8638 | 417.594 | 348.3542 | 8.0247 | 75.9078 | 104.7112 | 683.1512 | 10.9562 | 0
| 15 | 2117.6292 | 321.7102 | 435.8993 | 351.5704 | 8.0247 | 75.4694 | 101.6501 | 545.3341 | 10.9562 | 0 |  | 15 | 2048.1301 | 314.7495 | 436.0266 | 351.1452 | 8.0247 | 74.4893 | 107.8349 | 613.8483 | 10.9562 | 0 |  | 15 | 2177.2251 | 336.15 | 405.0147 | 344.4438 | 8.0247 | 76.1413 | 101.08 | 575.1897 | 10.9562 | 0 |  | 15 | 2161.7312 | 361.2649 | 430.8168 | 356.4521 | 8.0247 | 75.7041 | 110.4235 | 616.7524 | 10.9562 | 0 |  | 15 | 2177.2239 | 328.4396 | 415.0268 | 348.0769 | 8.0247 | 75.8008 | 104.2064 | 682.1791 | 10.9562 | 0
| 16 | 2102.9334 | 319.8439 | 433.4231 | 350.8459 | 8.0247 | 75.3637 | 101.1565 | 544.5194 | 10.9562 | 0 |  | 16 | 2033.7475 | 312.8736 | 433.7415 | 350.5481 | 8.0247 | 74.3883 | 107.3321 | 613.8361 | 10.9562 | 0 |  | 16 | 2161.5162 | 334.1053 | 403.2732 | 343.8369 | 8.0247 | 76.0395 | 100.6072 | 574.7529 | 10.9562 | 0 |  | 16 | 2147.213 | 358.8576 | 428.1888 | 355.7511 | 8.0247 | 75.6053 | 109.9455 | 616.6463 | 10.9562 | 0 |  | 16 | 2161.4152 | 326.5305 | 413.2572 | 347.4516 | 8.0247 | 75.6956 | 103.7138 | 681.1826 | 10.9562 | 0
| 17 | 2089.1661 | 318.3889 | 431.8559 | 349.5909 | 8.0247 | 75.2599 | 100.6748 | 543.6886 | 10.9562 | 0 |  | 17 | 2020.2998 | 311.5189 | 432.1746 | 349.4684 | 8.0247 | 74.289 | 106.8415 | 613.7672 | 10.9562 | 0 |  | 17 | 2148.2674 | 332.1726 | 401.3265 | 342.6688 | 8.0247 | 75.9392 | 100.1459 | 574.2857 | 10.9562 | 0 |  | 17 | 2132.8912 | 357.407 | 426.7345 | 354.4906 | 8.0247 | 75.5079 | 109.4783 | 616.4939 | 10.9562 | 0 |  | 17 | 2148.0287 | 324.5661 | 411.4725 | 346.2697 | 8.0247 | 75.5921 | 103.2332 | 680.1625 | 10.9562 | 0
| 18 | 2076.8349 | 317.0396 | 430.293 | 347.957 | 8.0247 | 75.1578 | 100.2048 | 542.8424 | 10.9562 | 0 |  | 18 | 2008.2046 | 310.127 | 430.829 | 348.0056 | 8.0247 | 74.1912 | 106.3632 | 613.6429 | 10.9562 | 0 |  | 18 | 2135.4855 | 330.7639 | 400.0544 | 341.0949 | 8.0247 | 75.8405 | 99.6959 | 573.7888 | 10.9562 | 0 |  | 18 | 2120.1979 | 355.9433 | 425.2535 | 352.8399 | 8.0247 | 75.412 | 109.0217 | 616.2964 | 10.9562 | 0 |  | 18 | 2135.1005 | 323.2745 | 410.2051 | 344.6856 | 8.0247 | 75.4904 | 102.7645 | 679.1195 | 10.9562 | 0
| 19 | 2065.4691 | 315.2311 | 428.2827 | 346.8797 | 8.0247 | 75.0574 | 99.7463 | 541.9813 | 10.9562 | 0 |  | 19 | 1997.3257 | 308.3515 | 428.8817 | 346.9275 | 8.0247 | 74.095 | 105.8969 | 613.4645 | 10.9562 | 0 |  | 19 | 2124.569 | 328.6716 | 398.0384 | 339.7966 | 8.0247 | 75.7434 | 99.2571 | 573.263 | 10.9562 | 0 |  | 19 | 2108.7523 | 353.8011 | 423.2148 | 351.8072 | 8.0247 | 75.3175 | 108.5756 | 616.0548 | 10.9562 | 0 |  | 19 | 2124.1036 | 321.244 | 408.0933 | 343.4508 | 8.0247 | 75.3904 | 102.3074 | 678.0543 | 10.9562 | 0
| 20 | 2052.8293 | 313.6816 | 426.9915 | 346.1627 | 8.0247 | 74.9588 | 99.2991 | 541.1059 | 10.9562 | 0 |  | 20 | 1985.157 | 306.9764 | 427.4805 | 346.2701 | 8.0247 | 74.0003 | 105.4424 | 613.2333 | 10.9562 | 0 |  | 20 | 2112.1698 | 327.0508 | 396.657 | 339.0422 | 8.0247 | 75.6478 | 98.8293 | 572.7093 | 10.9562 | 0 |  | 20 | 2095.6927 | 352.0739 | 421.9744 | 351.2373 | 8.0247 | 75.2244 | 108.1398 | 615.7703 | 10.9562 | 0 |  | 20 | 2112.1207 | 319.497 | 406.4055 | 342.6428 | 8.0247 | 75.2921 | 101.8619 | 676.9675 | 10.9562 | 0
| 21 | 2041.7016 | 311.6507 | 424.7019 | 345.2555 | 8.0247 | 74.8618 | 98.8631 | 540.2167 | 10.9562 | 0 |  | 21 | 1974.7654 | 304.9382 | 425.1128 | 345.312 | 8.0247 | 73.9071 | 104.9995 | 612.9506 | 10.9562 | 0 |  | 21 | 2101.6126 | 324.5586 | 394.1074 | 338.3329 | 8.0247 | 75.5536 | 98.4123 | 572.1283 | 10.9562 | 0 |  | 21 | 2084.2052 | 349.8357 | 419.9754 | 350.2439 | 8.0247 | 75.1327 | 107.7142 | 615.4439 | 10.9562 | 0 |  | 21 | 2101.4009 | 317.0848 | 403.9033 | 341.8925 | 8.0247 | 75.1954 | 101.4276 | 675.8598 | 10.9562 | 0
| 22 | 2030.9863 | 309.6716 | 422.2036 | 344.0928 | 8.0247 | 74.7664 | 98.4381 | 539.3143 | 10.9562 | 0 |  | 22 | 1964.3929 | 303.1352 | 422.7192 | 344.1254 | 8.0247 | 73.8154 | 104.5681 | 612.6178 | 10.9562 | 0 |  | 22 | 2089.8273 | 322.8154 | 392.4838 | 337.1724 | 8.0247 | 75.461 | 98.006 | 571.521 | 10.9562 | 0 |  | 22 | 2073.6716 | 347.529 | 417.2351 | 349.1064 | 8.0247 | 75.0423 | 107.2986 | 615.0768 | 10.9562 | 0 |  | 22 | 2090.0438 | 315.2673 | 401.8856 | 340.697 | 8.0247 | 75.1004 | 101.0046 | 674.732 | 10.9562 | 0
| 23 | 2021.6763 | 307.4992 | 420.0188 | 342.891 | 8.0247 | 74.6726 | 98.024 | 538.3993 | 10.9562 | 0 |  | 23 | 1954.8908 | 301.2158 | 420.6756 | 342.9554 | 8.0247 | 73.7251 | 104.148 | 612.2361 | 10.9562 | 0 |  | 23 | 2079.3232 | 321.016 | 390.7835 | 336.0825 | 8.0247 | 75.3698 | 97.6102 | 570.8881 | 10.9562 | 0 |  | 23 | 2064.0734 | 345.2573 | 415.1846 | 347.8192 | 8.0247 | 74.9533 | 106.8928 | 614.6702 | 10.9562 | 0 |  | 23 | 2079.4688 | 313.4074 | 400.3253 | 339.6023 | 8.0247 | 75.0069 | 100.5924 | 673.5848 | 10.9562 | 0
| 24 | 2014.5912 | 305.0467 | 416.1971 | 341.5923 | 8.0247 | 74.5804 | 97.6205 | 537.4723 | 10.9562 | 0 |  | 24 | 1948.816 | 298.6478 | 416.1616 | 341.6976 | 8.0247 | 73.6362 | 103.7389 | 611.8068 | 10.9562 | 0 |  | 24 | 2071.9232 | 318.3434 | 387.5854 | 334.7488 | 8.0247 | 75.2799 | 97.2247 | 570.2306 | 10.9562 | 0 |  | 24 | 2056.5522 | 342.5837 | 411.4724 | 346.5793 | 8.0247 | 74.8656 | 106.4968 | 614.2251 | 10.9562 | 0 |  | 24 | 2071.7864 | 310.9487 | 397.1648 | 338.2724 | 8.0247 | 74.915 | 100.1911 | 672.4188 | 10.9562 | 0
| 25 | 2007.6865 | 301.7563 | 412.5632 | 340.7634 | 8.0247 | 74.4898 | 97.2275 | 536.5337 | 10.9562 | 0 |  | 25 | 1941.3735 | 295.6579 | 413.052 | 340.8251 | 8.0247 | 73.5487 | 103.3408 | 611.3312 | 10.9562 | 0 |  | 25 | 2064.5077 | 315.6924 | 383.8882 | 333.9081 | 8.0247 | 75.1915 | 96.8494 | 569.5491 | 10.9562 | 0 |  | 25 | 2049.8228 | 338.6011 | 407.9235 | 345.6933 | 8.0247 | 74.7791 | 106.1104 | 613.7426 | 10.9562 | 0 |  | 25 | 2064.6215 | 308.0914 | 393.3751 | 337.4524 | 8.0247 | 74.8247 | 99.8004 | 671.2347 | 10.9562 | 0
| 26 | 1999.7027 | 299.3927 | 409.3451 | 339.6708 | 8.0247 | 74.4007 | 96.8449 | 535.5841 | 10.9562 | 0 |  | 26 | 1934.3348 | 292.8618 | 409.5643 | 339.7331 | 8.0247 | 73.4626 | 102.9533 | 610.8108 | 10.9562 | 0 |  | 26 | 2056.6507 | 312.6782 | 381.2868 | 332.7764 | 8.0247 | 75.1044 | 96.4841 | 568.8445 | 10.9562 | 0 |  | 26 | 2041.4083 | 336.2006 | 404.7239 | 344.5609 | 8.0247 | 74.6939 | 105.7333 | 613.2239 | 10.9562 | 0 |  | 26 | 2056.5013 | 305.3587 | 390.7252 | 336.3236 | 8.0247 | 74.7359 | 99.4201 | 670.0333 | 10.9562 | 0
| 27 | 1991.1973 | 297.4149 | 406.6524 | 338.4587 | 8.0247 | 74.313 | 96.4724 | 534.6242 | 10.9562 | 0 |  | 27 | 1925.5833 | 291.0365 | 407.2156 | 338.523 | 8.0247 | 73.3778 | 102.5764 | 610.2466 | 10.9562 | 0 |  | 27 | 2048.4158 | 310.8307 | 378.0024 | 331.5389 | 8.0247 | 75.0187 | 96.1286 | 568.1177 | 10.9562 | 0 |  | 27 | 2032.5631 | 334.0791 | 402.2742 | 343.339 | 8.0247 | 74.61 | 105.3655 | 612.67 | 10.9562 | 0 |  | 27 | 2048.274 | 303.458 | 387.4539 | 335.0912 | 8.0247 | 74.6485 | 99.0501 | 668.8153 | 10.9562 | 0
| 28 | 1983.4253 | 295.868 | 404.1964 | 337.2323 | 8.0247 | 74.2268 | 96.1099 | 533.6544 | 10.9562 | 0 |  | 28 | 1918.1942 | 289.6065 | 404.5654 | 337.2927 | 8.0247 | 73.2942 | 102.2099 | 609.6402 | 10.9562 | 0 |  | 28 | 2040.2485 | 309.0356 | 375.9612 | 330.3087 | 8.0247 | 74.9343 | 95.7828 | 567.3694 | 10.9562 | 0 |  | 28 | 2024.3683 | 332.4076 | 400.0512 | 342.1002 | 8.0247 | 74.5273 | 105.0068 | 612.0822 | 10.9562 | 0 |  | 28 | 2040.1108 | 301.7684 | 385.3455 | 333.8417 | 8.0247 | 74.5626 | 98.6901 | 667.5812 | 10.9562 | 0
| 29 | 1975.29 | 294.1882 | 401.9954 | 336.2473 | 8.0247 | 74.142 | 95.7572 | 532.6753 | 10.9562 | 0 |  | 29 | 1910.7624 | 287.6738 | 402.2426 | 336.2805 | 8.0247 | 73.212 | 101.8535 | 608.9927 | 10.9562 | 0 |  | 29 | 2031.9974 | 307.4595 | 373.7486 | 329.2339 | 8.0247 | 74.8511 | 95.4465 | 566.6005 | 10.9562 | 0 |  | 29 | 2016.5694 | 330.6014 | 397.3021 | 341.1264 | 8.0247 | 74.4457 | 104.657 | 611.4615 | 10.9562 | 0 |  | 29 | 2031.7955 | 300.3536 | 383.0179 | 332.7637 | 8.0247 | 74.4782 | 98.3401 | 666.332 | 10.9562 | 0
| 30 | 1967.3047 | 292.9194 | 399.213 | 335.2828 | 8.0247 | 74.0587 | 95.4142 | 531.6876 | 10.9562 | 0 |  | 30 | 1902.8179 | 286.5233 | 399.613 | 335.3055 | 8.0247 | 73.131 | 101.5071 | 608.3055 | 10.9562 | 0 |  | 30 | 2024.2448 | 306.0793 | 370.7316 | 328.2693 | 8.0247 | 74.7692 | 95.1195 | 565.8119 | 10.9562 | 0 |  | 30 | 2008.3756 | 329.038 | 394.7046 | 340.1532 | 8.0247 | 74.3653 | 104.3161 | 610.809 | 10.9562 | 0 |  | 30 | 2024.0983 | 298.9922 | 379.9229 | 331.7814 | 8.0247 | 74.3951 | 97.9998 | 665.0682 | 10.9562 | 0
| 31 | 1959.7068 | 291.4086 | 396.2885 | 334.3148 | 8.0247 | 73.9767 | 95.0806 | 530.6917 | 10.9562 | 0 |  | 31 | 1895.3155 | 285.0873 | 396.8431 | 334.3142 | 8.0247 | 73.0513 | 101.1705 | 607.5799 | 10.9562 | 0 |  | 31 | 2016.2372 | 304.4297 | 368.1816 | 327.3618 | 8.0247 | 74.6886 | 94.8017 | 565.0042 | 10.9562 | 0 |  | 31 | 2000.8808 | 327.3208 | 391.5956 | 339.1461 | 8.0247 | 74.2861 | 103.9837 | 610.1259 | 10.9562 | 0 |  | 31 | 2015.892 | 297.4531 | 377.4619 | 330.8519 | 8.0247 | 74.3134 | 97.669 | 663.7905 | 10.9562 | 0
| 32 | 1951.9891 | 290.2008 | 393.177 | 333.3506 | 8.0247 | 73.896 | 94.7563 | 529.6881 | 10.9562 | 0 |  | 32 | 1887.7505 | 283.9343 | 393.8113 | 333.3645 | 8.0247 | 72.9727 | 100.8435 | 606.8172 | 10.9562 | 0 |  | 32 | 2008.2308 | 302.8549 | 365.6181 | 326.3919 | 8.0247 | 74.6091 | 94.4929 | 564.1785 | 10.9562 | 0 |  | 32 | 1992.407 | 325.8485 | 389.1749 | 338.185 | 8.0247 | 74.208 | 103.6599 | 609.4133 | 10.9562 | 0 |  | 32 | 2008.2079 | 295.8717 | 374.5619 | 329.8816 | 8.0247 | 74.233 | 97.3477 | 662.4996 | 10.9562 | 0
| 33 | 1942.6222 | 288.7251 | 391.2745 | 332.6037 | 8.0247 | 73.8166 | 94.4412 | 528.6776 | 10.9562 | 0 |  | 33 | 1879.5713 | 282.3362 | 391.2121 | 332.5533 | 8.0247 | 72.8953 | 100.526 | 606.0187 | 10.9562 | 0 |  | 33 | 1999.3931 | 301.1132 | 363.43 | 325.6297 | 8.0247 | 74.5308 | 94.1929 | 563.3354 | 10.9562 | 0 |  | 33 | 1983.5254 | 324.0854 | 386.6762 | 337.4056 | 8.0247 | 74.1309 | 103.3444 | 608.6722 | 10.9562 | 0 |  | 33 | 1999.129 | 294.1055 | 372.6097 | 329.1172 | 8.0247 | 74.1539 | 97.0355 | 661.1963 | 10.9562 | 0
| 34 | 1934.4453 | 286.8833 | 388.4754 | 331.8428 | 8.0247 | 73.7385 | 94.135 | 527.6606 | 10.9562 | 0 |  | 34 | 1870.0445 | 281.0436 | 389.5455 | 331.7717 | 8.0247 | 72.819 | 100.2177 | 605.1857 | 10.9562 | 0 |  | 34 | 1990.93 | 299.0082 | 360.9073 | 324.8927 | 8.0247 | 74.4536 | 93.9016 | 562.4758 | 10.9562 | 0 |  | 34 | 1974.9897 | 321.9863 | 384.175 | 336.5935 | 8.0247 | 74.0549 | 103.0371 | 607.9039 | 10.9562 | 0 |  | 34 | 1991.2765 | 292.0869 | 369.3965 | 328.374 | 8.0247 | 74.076 | 96.7324 | 659.8831 | 10.9562 | 0
| 35 | 1926.3755 | 284.0307 | 386.6072 | 331.0543 | 8.0247 | 73.6616 | 93.8377 | 526.6376 | 10.9562 | 0 |  | 35 | 1862.2079 | 278.3961 | 387.5633 | 330.9703 | 8.0247 | 72.7439 | 99.9185 | 604.3195 | 10.9562 | 0 |  | 35 | 1982.0634 | 296.5735 | 359.1609 | 324.1125 | 8.0247 | 74.3776 | 93.6187 | 561.6005 | 10.9562 | 0 |  | 35 | 1966.2272 | 318.9732 | 382.836 | 335.7599 | 8.0247 | 73.98 | 102.7378 | 607.1094 | 10.9562 | 0 |  | 35 | 1982.447 | 289.5638 | 367.7034 | 327.5924 | 8.0247 | 73.9995 | 96.4381 | 658.5677 | 10.9562 | 0
| 36 | 1918.0032 | 282.0366 | 384.1536 | 330.2955 | 8.0247 | 73.586 | 93.5489 | 525.6093 | 10.9562 | 0 |  | 36 | 1853.4887 | 276.6926 | 385.4936 | 330.195 | 8.0247 | 72.6698 | 99.6281 | 603.4215 | 10.9562 | 0 |  | 36 | 1973.641 | 293.9052 | 357.1903 | 323.3458 | 8.0247 | 74.3027 | 93.3442 | 560.7104 | 10.9562 | 0 |  | 36 | 1957.9328 | 316.655 | 380.2924 | 334.9677 | 8.0247 | 73.9061 | 102.4464 | 606.2898 | 10.9562 | 0 |  | 36 | 1974.0664 | 287.0854 | 365.5046 | 326.8228 | 8.0247 | 73.9241 | 96.1525 | 657.2427 | 10.9562 | 0
| 37 | 1908.54 | 280.4841 | 382.3262 | 329.5598 | 8.0247 | 73.5115 | 93.2687 | 524.5763 | 10.9562 | 0 |  | 37 | 1845.8329 | 274.2685 | 383.0687 | 329.4321 | 8.0247 | 72.5968 | 99.3465 | 602.4929 | 10.9562 | 0 |  | 37 | 1963.9536 | 292.3057 | 355.3601 | 322.6351 | 8.0247 | 74.2288 | 93.0779 | 559.8062 | 10.9562 | 0 |  | 37 | 1948.8119 | 314.6684 | 378.2182 | 334.2012 | 8.0247 | 73.8332 | 102.1627 | 605.4463 | 10.9562 | 0 |  | 37 | 1964.0873 | 285.5755 | 363.8934 | 326.0957 | 8.0247 | 73.8499 | 95.8753 | 655.9088 | 10.9562 | 0
| 38 | 1899.4112 | 278.7542 | 380.3284 | 328.8372 | 8.0247 | 73.4382 | 92.9966 | 523.5389 | 10.9562 | 0 |  | 38 | 1836.8006 | 272.9214 | 380.9378 | 328.6747 | 8.0247 | 72.5249 | 99.0733 | 601.535 | 10.9562 | 0 |  | 38 | 1954.7202 | 290.5078 | 353.2569 | 321.9416 | 8.0247 | 74.156 | 92.8195 | 558.8889 | 10.9562 | 0 |  | 38 | 1939.6802 | 312.7533 | 376.0464 | 333.4715 | 8.0247 | 73.7612 | 101.8866 | 604.58 | 10.9562 | 0 |  | 38 | 1954.7986 | 283.5238 | 362.1061 | 325.3959 | 8.0247 | 73.7769 | 95.6065 | 654.5667 | 10.9562 | 0
| 39 | 1890.9104 | 276.0539 | 378.7296 | 328.0583 | 8.0247 | 73.3661 | 92.7328 | 522.498 | 10.9562 | 0 |  | 39 | 1828.0901 | 270.7116 | 379.3657 | 327.8993 | 8.0247 | 72.4539 | 98.8085 | 600.5492 | 10.9562 | 0 |  | 39 | 1945.7466 | 287.8059 | 351.8637 | 321.1824 | 8.0247 | 74.0841 | 92.569 | 557.9591 | 10.9562 | 0 |  | 39 | 1930.9842 | 309.8338 | 374.5015 | 332.6837 | 8.0247 | 73.6902 | 101.6178 | 603.692 | 10.9562 | 0 |  | 39 | 1945.8412 | 280.8278 | 360.7013 | 324.6267 | 8.0247 | 73.705 | 95.3459 | 653.2171 | 10.9562 | 0
| 40 | 1880.9327 | 274.7059 | 377.1831 | 327.3517 | 8.0247 | 73.295 | 92.4768 | 521.4539 | 10.9562 | 0 |  | 40 | 1818.9239 | 268.9587 | 377.7193 | 327.197 | 8.0247 | 72.3839 | 98.5519 | 599.5368 | 10.9562 | 0 |  | 40 | 1936.1819 | 285.8221 | 350.2457 | 320.5209 | 8.0247 | 74.0133 | 92.3261 | 557.0179 | 10.9562 | 0 |  | 40 | 1920.5991 | 308.8608 | 372.6175 | 331.9775 | 8.0247 | 73.6202 | 101.3564 | 602.7834 | 10.9562 | 0 |  | 40 | 1936.5694 | 279.1055 | 358.5473 | 323.9473 | 8.0247 | 73.6341 | 95.0932 | 651.8605 | 10.9562 | 0
| 41 | 1872.4373 | 272.4249 | 374.9941 | 326.7381 | 8.0247 | 73.2249 | 92.2286 | 520.4072 | 10.9562 | 0 |  | 41 | 1810.4692 | 266.631 | 375.8457 | 326.5854 | 8.0247 | 72.3149 | 98.3032 | 598.499 | 10.9562 | 0 |  | 41 | 1927.0127 | 283.6765 | 348.3106 | 319.9429 | 8.0247 | 73.9434 | 92.0908 | 556.066 | 10.9562 | 0 |  | 41 | 1911.8869 | 306.0578 | 370.7976 | 331.3644 | 8.0247 | 73.551 | 101.1021 | 601.8553 | 10.9562 | 0 |  | 41 | 1927.2074 | 277.0338 | 356.7466 | 323.3543 | 8.0247 | 73.5644 | 94.8483 | 650.4978 | 10.9562 | 0
| 42 | 1864.1256 | 270.1299 | 372.718 | 326.0421 | 8.0247 | 73.1559 | 91.9881 | 519.3586 | 10.9562 | 0 |  | 42 | 1802.1968 | 264.5108 | 373.6617 | 325.8943 | 8.0247 | 72.2468 | 98.0622 | 597.4371 | 10.9562 | 0 |  | 42 | 1918.467 | 281.1117 | 346.2397 | 319.2964 | 8.0247 | 73.8745 | 91.8627 | 555.1041 | 10.9562 | 0 |  | 42 | 1902.8474 | 303.8406 | 368.7998 | 330.6706 | 8.0247 | 73.4827 | 100.8547 | 600.9089 | 10.9562 | 0 |  | 42 | 1918.5852 | 274.6777 | 354.5618 | 322.69 | 8.0247 | 73.4957 | 94.611 | 649.1295 | 10.9562 | 0
| 43 | 1855.0562 | 268.0724 | 370.9399 | 325.3682 | 8.0247 | 73.088 | 91.7549 | 518.3085 | 10.9562 | 0 |  | 43 | 1793.2999 | 262.6788 | 371.7847 | 325.2325 | 8.0247 | 72.1796 | 97.8289 | 596.3526 | 10.9562 | 0 |  | 43 | 1909.2278 | 278.4604 | 344.9488 | 318.6499 | 8.0247 | 73.8064 | 91.6418 | 554.1332 | 10.9562 | 0 |  | 43 | 1893.8819 | 301.2522 | 367.0544 | 330.0217 | 8.0247 | 73.4152 | 100.6141 | 599.9452 | 10.9562 | 0 |  | 43 | 1909.4196 | 272.0711 | 353.1709 | 322.0256 | 8.0247 | 73.428 | 94.3812 | 647.7564 | 10.9562 | 0
| 44 | 1845.6362 | 265.7649 | 369.5256 | 324.9311 | 8.0247 | 73.0209 | 91.5291 | 517.2575 | 10.9562 | 0 |  | 44 | 1784.3131 | 260.5656 | 370.0617 | 324.7877 | 8.0247 | 72.1132 | 97.603 | 595.2466 | 10.9562 | 0 |  | 44 | 1899.3026 | 276.7021 | 343.1994 | 318.2549 | 8.0247 | 73.7393 | 91.4279 | 553.1541 | 10.9562 | 0 |  | 44 | 1884.6986 | 298.551 | 365.4434 | 329.569 | 8.0247 | 73.3486 | 100.3802 | 598.9655 | 10.9562 | 0 |  | 44 | 1899.8475 | 270.0121 | 351.3743 | 321.626 | 8.0247 | 73.3612 | 94.1586 | 646.3792 | 10.9562 | 0
| 45 | 1836.3108 | 264.1548 | 367.5642 | 324.2491 | 8.0247 | 72.9549 | 91.3103 | 516.2063 | 10.9562 | 0 |  | 45 | 1775.4519 | 258.7953 | 368.1016 | 324.1117 | 8.0247 | 72.0477 | 97.3843 | 594.1206 | 10.9562 | 0 |  | 45 | 1890.1958 | 274.1875 | 341.6162 | 317.6315 | 8.0247 | 73.673 | 91.2208 | 552.1674 | 10.9562 | 0 |  | 45 | 1875.158 | 296.5291 | 363.7375 | 328.8891 | 8.0247 | 73.2828 | 100.1528 | 597.9707 | 10.9562 | 0 |  | 45 | 1890.6867 | 267.5748 | 349.7847 | 320.9862 | 8.0247 | 73.2954 | 93.9431 | 644.9984 | 10.9562 | 0
| 46 | 1827.6807 | 261.593 | 365.7346 | 323.6918 | 8.0247 | 72.8897 | 91.0984 | 515.1553 | 10.9562 | 0 |  | 46 | 1766.4892 | 256.7825 | 366.335 | 323.5859 | 8.0247 | 71.9831 | 97.1727 | 592.9757 | 10.9562 | 0 |  | 46 | 1880.0745 | 272.3536 | 340.3222 | 317.0529 | 8.0247 | 73.6075 | 91.0204 | 551.1742 | 10.9562 | 0 |  | 46 | 1865.2761 | 294.3986 | 362.3193 | 328.3714 | 8.0247 | 73.2178 | 99.9317 | 596.9621 | 10.9562 | 0 |  | 46 | 1880.5097 | 265.7643 | 348.5255 | 320.4056 | 8.0247 | 73.2305 | 93.7345 | 643.6148 | 10.9562 | 0
| 47 | 1818.3336 | 259.3041 | 364.2068 | 323.2767 | 8.0247 | 72.8254 | 90.8933 | 514.1051 | 10.9562 | 0 |  | 47 | 1757.0993 | 254.9486 | 364.7087 | 323.1685 | 8.0247 | 71.9192 | 96.9679 | 591.8134 | 10.9562 | 0 |  | 47 | 1870.2798 | 270.3942 | 338.6117 | 316.6896 | 8.0247 | 73.5428 | 90.8264 | 550.1752 | 10.9562 | 0 |  | 47 | 1857.1805 | 291.0737 | 360.2217 | 327.9412 | 8.0247 | 73.1535 | 99.7168 | 595.9407 | 10.9562 | 0 |  | 47 | 1870.6569 | 263.7774 | 346.917 | 320.0264 | 8.0247 | 73.1666 | 93.5327 | 642.229 | 10.9562 | 0
| 48 | 1807.8002 | 258.1098 | 362.8927 | 322.7396 | 8.0247 | 72.762 | 90.6948 | 513.0563 | 10.9562 | 0 |  | 48 | 1748.6956 | 252.5494 | 362.811 | 322.6013 | 8.0247 | 71.856 | 96.7698 | 590.6348 | 10.9562 | 0 |  | 48 | 1859.6535 | 268.9599 | 337.3131 | 316.2209 | 8.0247 | 73.4789 | 90.6388 | 549.1712 | 10.9562 | 0 |  | 48 | 1846.3493 | 289.7718 | 358.9727 | 327.3751 | 8.0247 | 73.0899 | 99.508 | 594.9077 | 10.9562 | 0 |  | 48 | 1859.6617 | 262.6035 | 345.7217 | 319.5634 | 8.0247 | 73.1034 | 93.3374 | 640.8418 | 10.9562 | 0
| 49 | 1798.8481 | 256.2491 | 360.8173 | 322.049 | 8.0247 | 72.6994 | 90.5027 | 512.0094 | 10.9562 | 0 |  | 49 | 1739.2202 | 251.2026 | 361.0534 | 321.9134 | 8.0247 | 71.7937 | 96.5782 | 589.4414 | 10.9562 | 0 |  | 49 | 1851.1834 | 266.165 | 335.4047 | 315.5663 | 8.0247 | 73.4158 | 90.4573 | 548.163 | 10.9562 | 0 |  | 49 | 1836.9579 | 287.7203 | 357.1592 | 326.6831 | 8.0247 | 73.0271 | 99.305 | 593.8641 | 10.9562 | 0 |  | 49 | 1851.0075 | 260.2223 | 343.5955 | 318.8976 | 8.0247 | 73.0411 | 93.1485 | 639.4537 | 10.9562 | 0
| 50 | 1789.6069 | 253.761 | 359.7769 | 321.3444 | 8.0247 | 72.6376 | 90.3168 | 510.965 | 10.9562 | 0 |  | 50 | 1730.9153 | 248.4995 | 359.7034 | 321.2176 | 8.0247 | 71.732 | 96.393 | 588.2344 | 10.9562 | 0 |  | 50 | 1840.8069 | 264.6242 | 334.1653 | 314.8951 | 8.0247 | 73.3533 | 90.2818 | 547.1515 | 10.9562 | 0 |  | 50 | 1828.5713 | 284.7084 | 355.7124 | 325.9802 | 8.0247 | 72.9649 | 99.1078 | 592.8112 | 10.9562 | 0 |  | 50 | 1841.1149 | 258.0691 | 342.4989 | 318.2125 | 8.0247 | 72.9796 | 92.9658 | 638.0655 | 10.9562 | 0
| 51 | 1782.2286 | 252.2948 | 358.0025 | 320.7628 | 8.0247 | 72.5766 | 90.137 | 509.9236 | 10.9562 | 0 |  | 51 | 1723.0753 | 247.1584 | 358.5381 | 320.6618 | 8.0247 | 71.671 | 96.2138 | 587.0152 | 10.9562 | 0 |  | 51 | 1832.5536 | 263.0148 | 332.9343 | 314.2862 | 8.0247 | 73.2916 | 90.1121 | 546.1375 | 10.9562 | 0 |  | 51 | 1820.677 | 282.9863 | 354.3656 | 325.4336 | 8.0247 | 72.9034 | 98.9161 | 591.7499 | 10.9562 | 0 |  | 51 | 1833.1003 | 256.6156 | 340.9102 | 317.6004 | 8.0247 | 72.9189 | 92.7891 | 636.6779 | 10.9562 | 0
| 52 | 1775.3514 | 250.7078 | 355.7653 | 320.2637 | 8.0247 | 72.5163 | 89.9631 | 508.8859 | 10.9562 | 0 |  | 52 | 1716.3632 | 245.5201 | 356.5058 | 320.1422 | 8.0247 | 71.6106 | 96.0406 | 585.785 | 10.9562 | 0 |  | 52 | 1824.8846 | 261.8849 | 330.786 | 313.8691 | 8.0247 | 73.2305 | 89.9481 | 545.1218 | 10.9562 | 0 |  | 52 | 1813.4111 | 281.5756 | 352.0618 | 324.9042 | 8.0247 | 72.8425 | 98.7299 | 590.6815 | 10.9562 | 0 |  | 52 | 1824.9173 | 255.742 | 339.0253 | 317.1699 | 8.0247 | 72.8589 | 92.6183 | 635.2915 | 10.9562 | 0
| 53 | 1767.9191 | 249.3532 | 354.0393 | 319.576 | 8.0247 | 72.4567 | 89.7949 | 507.8523 | 10.9562 | 0 |  | 53 | 1709.4611 | 244.0971 | 354.6092 | 319.4615 | 8.0247 | 71.5509 | 95.8731 | 584.5451 | 10.9562 | 0 |  | 53 | 1818.9752 | 259.2871 | 328.5846 | 313.2135 | 8.0247 | 73.1701 | 89.7896 | 544.1052 | 10.9562 | 0 |  | 53 | 1805.3882 | 280.1217 | 350.7129 | 324.22 | 8.0247 | 72.7823 | 98.5489 | 589.6071 | 10.9562 | 0 |  | 53 | 1818.834 | 253.2544 | 336.8945 | 316.4997 | 8.0247 | 72.7996 | 92.4531 | 633.907 | 10.9562 | 0
| 54 | 1760.9279 | 247.9952 | 351.8758 | 318.8882 | 8.0247 | 72.3977 | 89.6323 | 506.8235 | 10.9562 | 0 |  | 54 | 1703.0401 | 242.4261 | 352.4796 | 318.7809 | 8.0247 | 71.4918 | 95.7112 | 583.2969 | 10.9562 | 0 |  | 54 | 1810.8822 | 258.0796 | 327.1765 | 312.5579 | 8.0247 | 73.1103 | 89.6364 | 543.0886 | 10.9562 | 0 |  | 54 | 1798.2328 | 278.9676 | 348.1966 | 323.5359 | 8.0247 | 72.7226 | 98.3731 | 588.5277 | 10.9562 | 0 |  | 54 | 1811.1378 | 251.9908 | 335.1527 | 315.8294 | 8.0247 | 72.7409 | 92.2935 | 632.525 | 10.9562 | 0
| 55 | 1752.9547 | 247.0379 | 350.2808 | 318.2133 | 8.0247 | 72.3394 | 89.475 | 505.8 | 10.9562 | 0 |  | 55 | 1694.8174 | 241.6655 | 351.2151 | 318.1265 | 8.0247 | 71.4333 | 95.5547 | 582.0417 | 10.9562 | 0 |  | 55 | 1803.2028 | 256.8165 | 325.4103 | 311.9023 | 8.0247 | 73.051 | 89.4883 | 542.0728 | 10.9562 | 0 |  | 55 | 1790.1094 | 277.7322 | 346.6864 | 322.8952 | 8.0247 | 72.6635 | 98.2022 | 587.4445 | 10.9562 | 0 |  | 55 | 1803.5291 | 250.7228 | 333.3276 | 315.1591 | 8.0247 | 72.683 | 92.1392 | 631.1463 | 10.9562 | 0
| 56 | 1745.4719 | 245.1442 | 348.9584 | 317.7116 | 8.0247 | 72.2818 | 89.323 | 504.7823 | 10.9562 | 0 |  | 56 | 1687.9338 | 239.9423 | 349.4949 | 317.5511 | 8.0247 | 71.3753 | 95.4035 | 580.7807 | 10.9562 | 0 |  | 56 | 1795.011 | 255.0087 | 324.5215 | 311.4265 | 8.0247 | 72.9924 | 89.3452 | 541.0585 | 10.9562 | 0 |  | 56 | 1782.734 | 275.4028 | 345.3823 | 322.3941 | 8.0247 | 72.6049 | 98.0362 | 586.3586 | 10.9562 | 0 |  | 56 | 1795.1262 | 248.9388 | 332.6189 | 314.6828 | 8.0247 | 72.6256 | 91.99 | 629.7715 | 10.9562 | 0
| 57 | 1739.7737 | 243.5444 | 345.6526 | 317.1149 | 8.0247 | 72.2247 | 89.1761 | 503.771 | 10.9562 | 0 |  | 57 | 1682.3596 | 238.3004 | 346.4193 | 316.9406 | 8.0247 | 71.3178 | 95.2572 | 579.5153 | 10.9562 | 0 |  | 57 | 1788.911 | 253.2935 | 321.5367 | 310.8623 | 8.0247 | 72.9342 | 89.2069 | 540.0467 | 10.9562 | 0 |  | 57 | 1776.8528 | 273.5052 | 342.2492 | 321.7962 | 8.0247 | 72.5469 | 97.8748 | 585.2711 | 10.9562 | 0 |  | 57 | 1789.4906 | 247.3347 | 329.0671 | 314.1025 | 8.0247 | 72.5689 | 91.8458 | 628.4013 | 10.9562 | 0
| 58 | 1733.0917 | 241.8947 | 343.3592 | 316.5396 | 8.0247 | 72.1681 | 89.034 | 502.7667 | 10.9562 | 0 |  | 58 | 1676.0077 | 236.8888 | 343.8487 | 316.3724 | 8.0247 | 71.2608 | 95.1158 | 578.2469 | 10.9562 | 0 |  | 58 | 1781.132 | 252.5369 | 319.2768 | 310.2935 | 8.0247 | 72.8766 | 89.0733 | 539.0382 | 10.9562 | 0 |  | 58 | 1770.0579 | 271.8626 | 339.7418 | 321.2313 | 8.0247 | 72.4893 | 97.7179 | 584.1832 | 10.9562 | 0 |  | 58 | 1782.0318 | 246.4108 | 326.6578 | 313.5226 | 8.0247 | 72.5127 | 91.7063 | 627.0363 | 10.9562 | 0
| 59 | 1725.1696 | 240.6032 | 341.9495 | 315.9624 | 8.0247 | 72.1121 | 88.8966 | 501.7699 | 10.9562 | 0 |  | 59 | 1668.6237 | 235.5675 | 342.2383 | 315.7858 | 8.0247 | 71.2043 | 94.979 | 576.9766 | 10.9562 | 0 |  | 59 | 1773.3254 | 251.1557 | 317.6399 | 309.754 | 8.0247 | 72.8195 | 88.9441 | 538.0337 | 10.9562 | 0 |  | 59 | 1762.6898 | 269.7709 | 338.2802 | 320.6428 | 8.0247 | 72.4322 | 97.5654 | 583.0959 | 10.9562 | 0 |  | 59 | 1773.7866 | 245.1967 | 325.2895 | 312.9782 | 8.0247 | 72.457 | 91.5715 | 625.6773 | 10.9562 | 0
| 60 | 1718.3175 | 238.191 | 340.6066 | 315.3691 | 8.0247 | 72.0566 | 88.7638 | 500.7813 | 10.9562 | 0 |  | 60 | 1662.5508 | 232.9666 | 340.6029 | 315.1926 | 8.0247 | 71.1482 | 94.8467 | 575.7058 | 10.9562 | 0 |  | 60 | 1767.0858 | 247.9208 | 316.3164 | 309.1878 | 8.0247 | 72.7628 | 88.8193 | 537.0341 | 10.9562 | 0 |  | 60 | 1755.6265 | 267.3939 | 336.8054 | 320.0481 | 8.0247 | 72.3756 | 97.4171 | 582.0104 | 10.9562 | 0 |  | 60 | 1767.2721 | 242.0904 | 324.1162 | 312.4004 | 8.0247 | 72.4019 | 91.4412 | 624.3249 | 10.9562 | 0
| 61 | 1710.9204 | 236.0934 | 339.4941 | 314.7757 | 8.0247 | 72.0015 | 88.6353 | 499.8013 | 10.9562 | 0 |  | 61 | 1655.4887 | 231.1026 | 339.2199 | 314.5995 | 8.0247 | 71.0925 | 94.7187 | 574.4358 | 10.9562 | 0 |  | 61 | 1758.2011 | 246.3551 | 315.9688 | 308.6216 | 8.0247 | 72.7065 | 88.6986 | 536.0402 | 10.9562 | 0 |  | 61 | 1747.7116 | 265.243 | 335.956 | 319.4534 | 8.0247 | 72.3194 | 97.2728 | 580.9278 | 10.9562 | 0 |  | 61 | 1758.8565 | 240.1474 | 323.6808 | 311.8225 | 8.0247 | 72.3472 | 91.3151 | 622.9798 | 10.9562 | 0
| 62 | 1702.5915 | 234.4854 | 338.8239 | 314.1823 | 8.0247 | 71.9469 | 88.511 | 498.8305 | 10.9562 | 0 |  | 62 | 1647.7424 | 229.3954 | 338.3642 | 314.0063 | 8.0247 | 71.0372 | 94.5949 | 573.1679 | 10.9562 | 0 |  | 62 | 1749.3303 | 245.0285 | 315.3681 | 308.0554 | 8.0247 | 72.6506 | 88.5819 | 535.0529 | 10.9562 | 0 |  | 62 | 1739.8084 | 263.2544 | 334.9326 | 318.8588 | 8.0247 | 72.2635 | 97.1324 | 579.8492 | 10.9562 | 0 |  | 62 | 1749.5599 | 239.1801 | 323.1506 | 311.2447 | 8.0247 | 72.2929 | 91.193 | 621.6427 | 10.9562 | 0
| 63 | 1693.8137 | 233.5109 | 337.9691 | 313.589 | 8.0247 | 71.8927 | 88.3908 | 497.8694 | 10.9562 | 0 |  | 63 | 1639.2508 | 228.255 | 337.6871 | 313.4132 | 8.0247 | 70.9823 | 94.4749 | 571.9035 | 10.9562 | 0 |  | 63 | 1740.8871 | 244.141 | 313.9008 | 307.4891 | 8.0247 | 72.5951 | 88.469 | 534.0729 | 10.9562 | 0 |  | 63 | 1730.4788 | 262.3576 | 334.2439 | 318.2641 | 8.0247 | 72.2081 | 96.9958 | 578.7758 | 10.9562 | 0 |  | 63 | 1741.4762 | 238.1659 | 321.4545 | 310.6668 | 8.0247 | 72.2391 | 91.0749 | 620.3141 | 10.9562 | 0
| 64 | 1685.6329 | 232.7027 | 336.351 | 312.9956 | 8.0247 | 71.8388 | 88.2744 | 496.9187 | 10.9562 | 0 |  | 64 | 1631.3362 | 227.2066 | 336.3409 | 312.8201 | 8.0247 | 70.9277 | 94.3587 | 570.6438 | 10.9562 | 0 |  | 64 | 1731.8744 | 243.0305 | 313.226 | 306.9229 | 8.0247 | 72.54 | 88.3597 | 533.1011 | 10.9562 | 0 |  | 64 | 1722.0031 | 261.2237 | 332.9383 | 317.6695 | 8.0247 | 72.153 | 96.8628 | 577.7085 | 10.9562 | 0 |  | 64 | 1732.5534 | 237.295 | 320.4541 | 310.0889 | 8.0247 | 72.1856 | 90.9606 | 618.9949 | 10.9562 | 0
| 65 | 1677.3151 | 231.5199 | 335.2444 | 312.4023 | 8.0247 | 71.7853 | 88.1617 | 495.9789 | 10.9562 | 0 |  | 65 | 1623.1174 | 226.251 | 335.2061 | 312.2269 | 8.0247 | 70.8734 | 94.246 | 569.3901 | 10.9562 | 0 |  | 65 | 1722.7404 | 242.3865 | 312.2059 | 306.3567 | 8.0247 | 72.4852 | 88.2539 | 532.1383 | 10.9562 | 0 |  | 65 | 1713.4207 | 260.1476 | 331.6816 | 317.0748 | 8.0247 | 72.0982 | 96.7331 | 576.6487 | 10.9562 | 0 |  | 65 | 1723.5119 | 236.3086 | 319.6879 | 309.5111 | 8.0247 | 72.1325 | 90.8498 | 617.6857 | 10.9562 | 0
| 66 | 1668.4901 | 230.9118 | 334.0704 | 311.8089 | 8.0247 | 71.7321 | 88.0525 | 495.0506 | 10.9562 | 0 |  | 66 | 1614.4737 | 225.6466 | 334.145 | 311.6338 | 8.0247 | 70.8194 | 94.1367 | 568.1438 | 10.9562 | 0 |  | 66 | 1714.8122 | 241.1949 | 310.5278 | 305.7905 | 8.0247 | 72.4307 | 88.1515 | 531.1853 | 10.9562 | 0 |  | 66 | 1704.3248 | 259.3183 | 330.6917 | 316.4801 | 8.0247 | 72.0437 | 96.6068 | 575.5973 | 10.9562 | 0 |  | 66 | 1714.9362 | 235.59 | 318.1882 | 308.9332 | 8.0247 | 72.0797 | 90.7424 | 616.3871 | 10.9562 | 0
| 67 | 1660.5569 | 230.2827 | 332.0255 | 311.2155 | 8.0247 | 71.6792 | 87.9466 | 494.1343 | 10.9562 | 0 |  | 67 | 1606.0195 | 225.1261 | 332.8106 | 311.0407 | 8.0247 | 70.7656 | 94.0306 | 566.9062 | 10.9562 | 0 |  | 67 | 1706.1032 | 240.3608 | 309.2729 | 305.2242 | 8.0247 | 72.3764 | 88.0521 | 530.243 | 10.9562 | 0 |  | 67 | 1696.1067 | 258.6202 | 328.6927 | 315.8855 | 8.0247 | 71.9895 | 96.4836 | 574.5556 | 10.9562 | 0 |  | 67 | 1706.7985 | 234.3419 | 316.7799 | 308.3553 | 8.0247 | 72.0272 | 90.6381 | 615.0999 | 10.9562 | 0
| 68 | 1652.7306 | 228.8854 | 330.6419 | 310.6222 | 8.0247 | 71.6265 | 87.8439 | 493.2305 | 10.9562 | 0 |  | 68 | 1599.0805 | 223.987 | 330.5796 | 310.4475 | 8.0247 | 70.7121 | 93.9275 | 565.6785 | 10.9562 | 0 |  | 68 | 1698.1103 | 239.1174 | 307.7112 | 304.658 | 8.0247 | 72.3224 | 87.9558 | 529.3121 | 10.9562 | 0 |  | 68 | 1687.8578 | 257.1175 | 327.5291 | 315.2908 | 8.0247 | 71.9355 | 96.3634 | 573.5245 | 10.9562 | 0 |  | 68 | 1698.6331 | 233.3905 | 315.1027 | 307.7775 | 8.0247 | 71.975 | 90.5369 | 613.8247 | 10.9562 | 0
| 69 | 1644.3197 | 228.3692 | 328.9897 | 310.001 | 8.0247 | 71.5741 | 87.7443 | 492.3399 | 10.9562 | 0 |  | 69 | 1591.2759 | 223.0794 | 329.0115 | 309.8255 | 8.0247 | 70.6587 | 93.8272 | 564.462 | 10.9562 | 0 |  | 69 | 1689.0241 | 238.3114 | 306.8412 | 304.0559 | 8.0247 | 72.2686 | 87.8622 | 528.3935 | 10.9562 | 0 |  | 69 | 1679.5342 | 256.3311 | 325.7562 | 314.6638 | 8.0247 | 71.8818 | 96.246 | 572.5053 | 10.9562 | 0 |  | 69 | 1690.1187 | 232.4389 | 313.7986 | 307.1757 | 8.0247 | 71.923 | 90.4386 | 612.5621 | 10.9562 | 0
| 70 | 1635.3857 | 227.6862 | 327.9875 | 309.4197 | 8.0247 | 71.5218 | 87.6475 | 491.463 | 10.9562 | 0 |  | 70 | 1583.1445 | 222.1689 | 327.7314 | 309.2451 | 8.0247 | 70.6055 | 93.7295 | 563.2582 | 10.9562 | 0 |  | 70 | 1680.4031 | 237.404 | 305.5595 | 303.5019 | 8.0247 | 72.215 | 87.7713 | 527.4881 | 10.9562 | 0 |  | 70 | 1671.1349 | 255.1354 | 324.4241 | 314.0811 | 8.0247 | 71.8282 | 96.1313 | 571.499 | 10.9562 | 0 |  | 70 | 1681.4958 | 231.5566 | 312.4969 | 306.6105 | 8.0247 | 71.8713 | 90.3429 | 611.3129 | 10.9562 | 0
| 71 | 1626.9085 | 226.4163 | 327.1156 | 308.8383 | 8.0247 | 71.4697 | 87.5533 | 490.6004 | 10.9562 | 0 |  | 71 | 1574.3893 | 221.2189 | 327.1147 | 308.6648 | 8.0247 | 70.5525 | 93.6343 | 562.0682 | 10.9562 | 0 |  | 71 | 1671.8297 | 236.3229 | 304.4037 | 302.9479 | 8.0247 | 72.1615 | 87.6828 | 526.5966 | 10.9562 | 0 |  | 71 | 1662.1658 | 253.9022 | 323.6993 | 313.4984 | 8.0247 | 71.7749 | 96.0191 | 570.5069 | 10.9562 | 0 |  | 71 | 1672.5265 | 230.5079 | 311.7081 | 306.0453 | 8.0247 | 71.8197 | 90.2498 | 610.0778 | 10.9562 | 0
| 72 | 1618.6761 | 225.0817 | 326.0634 | 308.257 | 8.0247 | 71.4178 | 87.4616 | 489.7525 | 10.9562 | 0 |  | 72 | 1566.1608 | 220.152 | 326.0882 | 308.0844 | 8.0247 | 70.4995 | 93.5414 | 560.8934 | 10.9562 | 0 |  | 72 | 1662.9016 | 235.4882 | 303.3562 | 302.3939 | 8.0247 | 72.1082 | 87.5967 | 525.7198 | 10.9562 | 0 |  | 72 | 1653.3789 | 252.7254 | 322.7331 | 312.9185 | 8.0247 | 71.7217 | 95.9093 | 569.5299 | 10.9562 | 0 |  | 72 | 1663.4406 | 229.819 | 310.6763 | 305.4802 | 8.0247 | 71.7682 | 90.159 | 608.8573 | 10.9562 | 0
| 73 | 1609.645 | 224.427 | 325.0858 | 307.7199 | 8.0247 | 71.3659 | 87.3723 | 488.9201 | 10.9562 | 0 |  | 73 | 1557.9669 | 219.2488 | 324.8165 | 307.5509 | 8.0247 | 70.4467 | 93.4506 | 559.7352 | 10.9562 | 0 |  | 73 | 1653.9 | 234.6434 | 302.381 | 301.8514 | 8.0247 | 72.055 | 87.5127 | 524.8586 | 10.9562 | 0 |  | 73 | 1644.9989 | 251.6561 | 321.2279 | 312.3631 | 8.0247 | 71.6686 | 95.8016 | 568.5692 | 10.9562 | 0 |  | 73 | 1654.4359 | 229.0205 | 309.6493 | 304.9384 | 8.0247 | 71.7169 | 90.0703 | 607.6522 | 10.9562 | 0
| 74 | 1600.9366 | 223.448 | 324.1253 | 307.1672 | 8.0247 | 71.3141 | 87.2851 | 488.1035 | 10.9562 | 0 |  | 74 | 1549.281 | 218.5381 | 323.8622 | 306.9995 | 8.0247 | 70.3939 | 93.3616 | 558.5947 | 10.9562 | 0 |  | 74 | 1644.3934 | 233.9798 | 301.7154 | 301.3228 | 8.0247 | 72.0019 | 87.4307 | 524.0138 | 10.9562 | 0 |  | 74 | 1635.6365 | 250.8103 | 320.4816 | 311.8078 | 8.0247 | 71.6157 | 95.6961 | 567.6259 | 10.9562 | 0 |  | 74 | 1644.9956 | 228.4191 | 308.8578 | 304.3997 | 8.0247 | 71.6656 | 89.9835 | 606.4632 | 10.9562 | 0
| 75 | 1591.9868 | 222.8802 | 322.9952 | 306.6145 | 8.0247 | 71.2624 | 87.1999 | 487.3035 | 10.9562 | 0 |  | 75 | 1540.6566 | 217.6546 | 323.0192 | 306.4482 | 8.0247 | 70.3411 | 93.2744 | 557.4733 | 10.9562 | 0 |  | 75 | 1634.9951 | 233.4726 | 300.7853 | 300.7943 | 8.0247 | 71.9488 | 87.3505 | 523.1863 | 10.9562 | 0 |  | 75 | 1626.3699 | 250.1575 | 319.4465 | 311.2524 | 8.0247 | 71.5628 | 95.5924 | 566.7012 | 10.9562 | 0 |  | 75 | 1635.7669 | 227.8269 | 307.8456 | 303.8609 | 8.0247 | 71.6144 | 89.8986 | 605.2909 | 10.9562 | 0
| 76 | 1583.4261 | 222.0409 | 321.6535 | 306.1557 | 8.0247 | 71.2107 | 87.1165 | 486.5206 | 10.9562 | 0 |  | 76 | 1531.9956 | 216.9416 | 321.9496 | 305.9894 | 8.0247 | 70.2884 | 93.1887 | 556.3724 | 10.9562 | 0 |  | 76 | 1626.4367 | 232.3978 | 299.5237 | 300.3248 | 8.0247 | 71.8958 | 87.2719 | 522.3768 | 10.9562 | 0 |  | 76 | 1617.4307 | 249.2042 | 318.2691 | 310.8125 | 8.0247 | 71.51 | 95.4905 | 565.7962 | 10.9562 | 0 |  | 76 | 1626.9268 | 226.6911 | 306.9301 | 303.3803 | 8.0247 | 71.5632 | 89.8153 | 604.136 | 10.9562 | 0
| 77 | 1574.7746 | 221.3799 | 320.228 | 305.6932 | 8.0247 | 71.1589 | 87.0347 | 485.7552 | 10.9562 | 0 |  | 77 | 1524.0357 | 216.1996 | 320.2142 | 305.5245 | 8.0247 | 70.2356 | 93.1044 | 555.2932 | 10.9562 | 0 |  | 77 | 1618.6924 | 230.9013 | 297.8225 | 299.9026 | 8.0247 | 71.8428 | 87.1947 | 521.5862 | 10.9562 | 0 |  | 77 | 1608.3143 | 248.3629 | 317.1964 | 310.3331 | 8.0247 | 71.4572 | 95.3902 | 564.9119 | 10.9562 | 0 |  | 77 | 1619.0469 | 225.4869 | 305.0657 | 302.957 | 8.0247 | 71.512 | 89.7335 | 602.9991 | 10.9562 | 0
| 78 | 1566.9202 | 220.0431 | 318.7469 | 305.165 | 8.0247 | 71.1071 | 86.9544 | 485.0081 | 10.9562 | 0 |  | 78 | 1516.0457 | 215.2937 | 318.7347 | 304.9975 | 8.0247 | 70.1828 | 93.0212 | 554.237 | 10.9562 | 0 |  | 78 | 1610.3748 | 229.7632 | 296.42 | 299.3965 | 8.0247 | 71.7897 | 87.1189 | 520.8152 | 10.9562 | 0 |  | 78 | 1601.0199 | 246.787 | 315.0874 | 309.8025 | 8.0247 | 71.4044 | 95.2913 | 564.0496 | 10.9562 | 0 |  | 78 | 1610.8523 | 224.0785 | 303.8124 | 302.4413 | 8.0247 | 71.4608 | 89.6529 | 601.881 | 10.9562 | 0
| 79 | 1559.9767 | 218.402 | 316.6591 | 304.6368 | 8.0247 | 71.0553 | 86.8754 | 484.2796 | 10.9562 | 0 |  | 79 | 1509.129 | 213.7157 | 316.854 | 304.4706 | 8.0247 | 70.1299 | 92.9391 | 553.2052 | 10.9562 | 0 |  | 79 | 1602.9549 | 228.164 | 294.5809 | 298.8904 | 8.0247 | 71.7366 | 87.0442 | 520.0648 | 10.9562 | 0 |  | 79 | 1593.2657 | 245.2018 | 313.4475 | 309.2719 | 8.0247 | 71.3517 | 95.1938 | 563.2102 | 10.9562 | 0 |  | 79 | 1603.7561 | 222.6959 | 301.435 | 301.9257 | 8.0247 | 71.4096 | 89.5734 | 600.7824 | 10.9562 | 0
| 80 | 1551.6277 | 217.44 | 315.2978 | 304.1087 | 8.0247 | 71.0033 | 86.7976 | 483.5705 | 10.9562 | 0 |  | 80 | 1501.2848 | 212.6119 | 315.4268 | 303.9436 | 8.0247 | 70.0769 | 92.8577 | 552.199 | 10.9562 | 0 |  | 80 | 1594.3959 | 227.2014 | 293.2444 | 298.3843 | 8.0247 | 71.6834 | 86.9705 | 519.3357 | 10.9562 | 0 |  | 80 | 1584.6172 | 244.2053 | 312.1133 | 308.7413 | 8.0247 | 71.2989 | 95.0974 | 562.395 | 10.9562 | 0 |  | 80 | 1595.0596 | 221.5458 | 300.4252 | 301.41 | 8.0247 | 71.3582 | 89.4948 | 599.7038 | 10.9562 | 0
| 81 | 1543.2709 | 216.4464 | 313.9759 | 303.5805 | 8.0247 | 70.9512 | 86.7207 | 482.8812 | 10.9562 | 0 |  | 81 | 1493.6124 | 211.3925 | 313.9324 | 303.4274 | 8.0247 | 70.0238 | 92.7769 | 551.2198 | 10.9562 | 0 |  | 81 | 1585.5501 | 226.4228 | 292.0107 | 297.8783 | 8.0247 | 71.6301 | 86.8976 | 518.6288 | 10.9562 | 0 |  | 81 | 1575.8064 | 243.1256 | 311.0005 | 308.2349 | 8.0247 | 71.246 | 95.0019 | 561.605 | 10.9562 | 0 |  | 81 | 1586.3914 | 220.7264 | 299.0566 | 300.8944 | 8.0247 | 71.3067 | 89.4169 | 598.646 | 10.9562 | 0
| 82 | 1535.028 | 215.593 | 312.2341 | 303.218 | 8.0247 | 70.8989 | 86.6446 | 482.2124 | 10.9562 | 0 |  | 82 | 1485.707 | 210.4123 | 312.2777 | 303.0654 | 8.0247 | 69.9705 | 92.6966 | 550.2688 | 10.9562 | 0 |  | 82 | 1576.2281 | 225.9391 | 290.8355 | 297.4948 | 8.0247 | 71.5767 | 86.8253 | 517.9449 | 10.9562 | 0 |  | 82 | 1567.2779 | 242.1517 | 309.3653 | 307.8626 | 8.0247 | 71.193 | 94.9073 | 560.8414 | 10.9562 | 0 |  | 82 | 1577.6332 | 219.9304 | 297.623 | 300.5103 | 8.0247 | 71.2551 | 89.3396 | 597.6097 | 10.9562 | 0
| 83 | 1526.6662 | 214.7774 | 310.709 | 302.72 | 8.0247 | 70.8464 | 86.5691 | 481.5645 | 10.9562 | 0 |  | 83 | 1477.6576 | 209.715 | 310.6273 | 302.5603 | 8.0247 | 69.917 | 92.6165 | 549.3474 | 10.9562 | 0 |  | 83 | 1567.737 | 224.8668 | 289.4961 | 297.0335 | 8.0247 | 71.5231 | 86.7535 | 517.2847 | 10.9562 | 0 |  | 83 | 1558.9467 | 241.0604 | 307.7842 | 307.3564 | 8.0247 | 71.14 | 94.8134 | 560.1053 | 10.9562 | 0 |  | 83 | 1568.9454 | 219.2187 | 296.1106 | 300.0503 | 8.0247 | 71.2033 | 89.2627 | 596.5954 | 10.9562 | 0
| 84 | 1518.723 | 213.7348 | 308.9829 | 302.2314 | 8.0247 | 70.7937 | 86.4941 | 480.9382 | 10.9562 | 0 |  | 84 | 1470.1138 | 208.5603 | 308.9115 | 302.0723 | 8.0247 | 69.8633 | 92.5365 | 548.4569 | 10.9562 | 0 |  | 84 | 1559.8215 | 223.5914 | 287.793 | 296.5633 | 8.0247 | 71.4693 | 86.682 | 516.6492 | 10.9562 | 0 |  | 84 | 1550.7779 | 239.8742 | 306.1186 | 306.867 | 8.0247 | 71.0868 | 94.72 | 559.3978 | 10.9562 | 0 |  | 84 | 1560.7473 | 218.2472 | 294.3863 | 299.5721 | 8.0247 | 71.1513 | 89.186 | 595.604 | 10.9562 | 0
| 85 | 1510.5099 | 212.8016 | 307.4438 | 301.7164 | 8.0247 | 70.7407 | 86.4193 | 480.334 | 10.9562 | 0 |  | 85 | 1461.7072 | 207.7509 | 307.7523 | 301.5453 | 8.0247 | 69.8094 | 92.4564 | 547.5986 | 10.9562 | 0 |  | 85 | 1551.9924 | 222.3276 | 286.0289 | 296.056 | 8.0247 | 71.4154 | 86.6106 | 516.0392 | 10.9562 | 0 |  | 85 | 1542.5789 | 238.7605 | 304.445 | 306.3435 | 8.0247 | 71.0334 | 94.627 | 558.7201 | 10.9562 | 0 |  | 85 | 1552.6152 | 217.1153 | 292.7739 | 299.0767 | 8.0247 | 71.099 | 89.1093 | 594.636 | 10.9562 | 0
| 86 | 1502.4823 | 211.9101 | 305.6099 | 301.2689 | 8.0247 | 70.6875 | 86.3447 | 479.7524 | 10.9562 | 0 |  | 86 | 1454.493 | 206.8683 | 305.3931 | 301.0988 | 8.0247 | 69.7553 | 92.3759 | 546.7737 | 10.9562 | 0 |  | 86 | 1543.3597 | 221.545 | 284.5305 | 295.6055 | 8.0247 | 71.3611 | 86.5391 | 515.4554 | 10.9562 | 0 |  | 86 | 1535.1535 | 237.6524 | 301.9324 | 305.8798 | 8.0247 | 70.9799 | 94.5342 | 558.0732 | 10.9562 | 0 |  | 86 | 1544.0033 | 216.1802 | 291.3925 | 298.6332 | 8.0247 | 71.0465 | 89.0325 | 593.6922 | 10.9562 | 0
| 87 | 1494.4061 | 210.8561 | 304.1293 | 300.7221 | 8.0247 | 70.6339 | 86.27 | 479.1941 | 10.9562 | 0 |  | 87 | 1446.3777 | 205.9504 | 304.0908 | 300.5557 | 8.0247 | 69.7008 | 92.295 | 545.9837 | 10.9562 | 0 |  | 87 | 1534.8276 | 220.5624 | 283.2134 | 295.0731 | 8.0247 | 71.3067 | 86.4675 | 514.8987 | 10.9562 | 0 |  | 87 | 1526.4175 | 236.7699 | 300.8196 | 305.328 | 8.0247 | 70.9261 | 94.4415 | 557.4582 | 10.9562 | 0 |  | 87 | 1535.2817 | 215.3388 | 290.1232 | 298.0935 | 8.0247 | 70.9937 | 88.9554 | 592.7732 | 10.9562 | 0
| 88 | 1486.6553 | 210.2338 | 302.9643 | 300.1753 | 8.0247 | 70.58 | 86.1951 | 478.6595 | 10.9562 | 0 |  | 88 | 1439.4211 | 205.1047 | 302.6243 | 300.0126 | 8.0247 | 69.646 | 92.2134 | 545.2298 | 10.9562 | 0 |  | 88 | 1527.4647 | 219.4765 | 281.8392 | 294.5406 | 8.0247 | 71.2519 | 86.3955 | 514.3699 | 10.9562 | 0 |  | 88 | 1518.833 | 235.7935 | 299.5797 | 304.7762 | 8.0247 | 70.8722 | 94.3487 | 556.8763 | 10.9562 | 0 |  | 88 | 1527.8612 | 214.2131 | 288.8541 | 297.5538 | 8.0247 | 70.9405 | 88.8777 | 591.8797 | 10.9562 | 0
| 89 | 1479.4304 | 208.9989 | 301.8861 | 299.6285 | 8.0247 | 70.5257 | 86.1198 | 478.1493 | 10.9562 | 0 |  | 89 | 1432.1689 | 204.011 | 301.7013 | 299.4695 | 8.0247 | 69.5908 | 92.131 | 544.5133 | 10.9562 | 0 |  | 89 | 1519.6392 | 218.6827 | 280.746 | 294.0082 | 8.0247 | 71.1968 | 86.3229 | 513.8699 | 10.9562 | 0 |  | 89 | 1511.1349 | 234.7237 | 298.543 | 304.2283 | 8.0247 | 70.818 | 94.2556 | 556.3286 | 10.9562 | 0 |  | 89 | 1520.142 | 213.3397 | 287.7345 | 297.0141 | 8.0247 | 70.887 | 88.7994 | 591.0123 | 10.9562 | 0
| 90 | 1471.7645 | 208.0559 | 300.8753 | 299.1635 | 8.0247 | 70.471 | 86.0439 | 477.664 | 10.9562 | 0 |  | 90 | 1424.196 | 203.518 | 300.8118 | 299.0131 | 8.0247 | 69.5353 | 92.0475 | 543.8355 | 10.9562 | 0 |  | 90 | 1512.1729 | 217.3063 | 279.8159 | 293.5359 | 8.0247 | 71.1414 | 86.2497 | 513.3994 | 10.9562 | 0 |  | 90 | 1503.5974 | 233.4149 | 297.5007 | 303.7642 | 8.0247 | 70.7635 | 94.1622 | 555.8162 | 10.9562 | 0 |  | 90 | 1512.6852 | 212.0246 | 286.731 | 296.5377 | 8.0247 | 70.8331 | 88.7203 | 590.1718 | 10.9562 | 0
| 91 | 1464.0537 | 207.1295 | 299.9435 | 298.6477 | 8.0247 | 70.4158 | 85.9672 | 477.2042 | 10.9562 | 0 |  | 91 | 1417.1188 | 202.1853 | 299.9237 | 298.4991 | 8.0247 | 69.4794 | 91.9628 | 543.1977 | 10.9562 | 0 |  | 91 | 1503.8353 | 216.452 | 279.2615 | 293.0373 | 8.0247 | 71.0856 | 86.1756 | 512.9593 | 10.9562 | 0 |  | 91 | 1495.597 | 232.259 | 296.833 | 303.2356 | 8.0247 | 70.7087 | 94.0682 | 555.3403 | 10.9562 | 0 |  | 91 | 1504.4358 | 211.2582 | 285.9977 | 296.0349 | 8.0247 | 70.7788 | 88.6401 | 589.3588 | 10.9562 | 0
| 92 | 1456.3395 | 206.4193 | 298.8068 | 298.1241 | 8.0247 | 70.3602 | 85.8897 | 476.7704 | 10.9562 | 0 |  | 92 | 1409.8877 | 201.4242 | 298.6229 | 297.9803 | 8.0247 | 69.4231 | 91.8767 | 542.6013 | 10.9562 | 0 |  | 92 | 1495.8892 | 215.6631 | 278.2639 | 292.5249 | 8.0247 | 71.0294 | 86.1004 | 512.5505 | 10.9562 | 0 |  | 92 | 1488.0234 | 231.4257 | 295.4158 | 302.707 | 8.0247 | 70.6536 | 93.9736 | 554.9019 | 10.9562 | 0 |  | 92 | 1496.6524 | 210.3769 | 284.9293 | 295.5161 | 8.0247 | 70.724 | 88.5587 | 588.574 | 10.9562 | 0
| 93 | 1448.8269 | 205.5739 | 297.6036 | 297.6004 | 8.0247 | 70.3041 | 85.8111 | 476.363 | 10.9562 | 0 |  | 93 | 1402.2282 | 200.8344 | 297.579 | 297.4615 | 8.0247 | 69.3663 | 91.789 | 542.0472 | 10.9562 | 0 |  | 93 | 1488.1711 | 214.6873 | 277.2252 | 292.0125 | 8.0247 | 70.9728 | 86.024 | 512.1734 | 10.9562 | 0 |  | 93 | 1480.2481 | 230.4781 | 294.2512 | 302.242 | 8.0247 | 70.5981 | 93.8781 | 554.5019 | 10.9562 | 0 |  | 93 | 1489.1979 | 209.3702 | 283.6574 | 294.9973 | 8.0247 | 70.6688 | 88.476 | 587.8179 | 10.9562 | 0
| 94 | 1441.9346 | 204.7248 | 295.718 | 297.1426 | 8.0247 | 70.2475 | 85.7314 | 475.9817 | 10.9562 | 0 |  | 94 | 1395.7363 | 199.9816 | 295.6307 | 296.9427 | 8.0247 | 69.3091 | 91.6999 | 541.535 | 10.9562 | 0 |  | 94 | 1481.074 | 214.0516 | 275.1488 | 291.5766 | 8.0247 | 70.9158 | 85.9466 | 511.8278 | 10.9562 | 0 |  | 94 | 1473.0902 | 229.5589 | 292.4216 | 301.796 | 8.0247 | 70.5423 | 93.7818 | 554.14 | 10.9562 | 0 |  | 94 | 1481.8177 | 208.9022 | 281.7028 | 294.5483 | 8.0247 | 70.6131 | 88.3919 | 587.0901 | 10.9562 | 0
| 95 | 1434.4361 | 203.7868 | 294.518 | 296.6943 | 8.0247 | 70.1904 | 85.6508 | 475.626 | 10.9562 | 0 |  | 95 | 1388.6068 | 198.9249 | 294.4795 | 296.4682 | 8.0247 | 69.2514 | 91.6093 | 541.064 | 10.9562 | 0 |  | 95 | 1473.0739 | 213.3136 | 274.0756 | 291.1429 | 8.0247 | 70.8584 | 85.868 | 511.5133 | 10.9562 | 0 |  | 95 | 1465.2012 | 228.7553 | 291.2077 | 301.3499 | 8.0247 | 70.4862 | 93.6848 | 553.8157 | 10.9562 | 0 |  | 95 | 1473.8231 | 207.9771 | 280.8113 | 294.1076 | 8.0247 | 70.5569 | 88.3066 | 586.3902 | 10.9562 | 0
| 96 | 1427.0478 | 203.0518 | 292.9886 | 296.2622 | 8.0247 | 70.1329 | 85.5693 | 475.2955 | 10.9562 | 0 |  | 96 | 1381.5637 | 198.1163 | 292.9477 | 296.0399 | 8.0247 | 69.1934 | 91.5173 | 540.6336 | 10.9562 | 0 |  | 96 | 1466.183 | 211.9785 | 272.4831 | 290.7164 | 8.0247 | 70.8006 | 85.7884 | 511.2293 | 10.9562 | 0 |  | 96 | 1457.4416 | 227.9564 | 289.8334 | 300.9301 | 8.0247 | 70.4298 | 93.5871 | 553.5285 | 10.9562 | 0 |  | 96 | 1466.6158 | 206.9568 | 279.2162 | 293.6784 | 8.0247 | 70.5004 | 88.2201 | 585.7177 | 10.9562 | 0
| 97 | 1419.9971 | 201.6987 | 291.7161 | 295.8537 | 8.0247 | 70.075 | 85.487 | 474.9898 | 10.9562 | 0 |  | 97 | 1374.7153 | 196.912 | 291.5968 | 295.6315 | 8.0247 | 69.135 | 91.424 | 540.2428 | 10.9562 | 0 |  | 97 | 1458.232 | 210.875 | 271.6824 | 290.3266 | 8.0247 | 70.7424 | 85.7078 | 510.9754 | 10.9562 | 0 |  | 97 | 1450.3407 | 226.3161 | 288.6329 | 300.5192 | 8.0247 | 70.3731 | 93.4887 | 553.2779 | 10.9562 | 0 |  | 97 | 1458.894 | 205.6955 | 278.3456 | 293.2802 | 8.0247 | 70.4434 | 88.1325 | 585.072 | 10.9562 | 0
| 98 | 1412.5175 | 200.6509 | 290.5886 | 295.4238 | 8.0247 | 70.0167 | 85.4038 | 474.7082 | 10.9562 | 0 |  | 98 | 1367.4128 | 196.1618 | 290.2659 | 295.2034 | 8.0247 | 69.0761 | 91.3295 | 539.8912 | 10.9562 | 0 |  | 98 | 1451.0263 | 209.3261 | 270.6075 | 289.911 | 8.0247 | 70.6839 | 85.6262 | 510.7509 | 10.9562 | 0 |  | 98 | 1442.9692 | 225.1603 | 287.2349 | 300.0918 | 8.0247 | 70.316 | 93.3898 | 553.0632 | 10.9562 | 0 |  | 98 | 1451.5798 | 204.3891 | 277.1368 | 292.8579 | 8.0247 | 70.386 | 88.0438 | 584.4528 | 10.9562 | 0
| 99 | 1404.3152 | 199.8576 | 289.9292 | 294.994 | 8.0247 | 69.9579 | 85.3199 | 474.4504 | 10.9562 | 0 |  | 99 | 1359.8157 | 195.0795 | 289.5615 | 294.7752 | 8.0247 | 69.017 | 91.2338 | 539.5778 | 10.9562 | 0 |  | 99 | 1442.3854 | 208.6473 | 270.0978 | 289.4955 | 8.0247 | 70.6251 | 85.5439 | 510.5555 | 10.9562 | 0 |  | 99 | 1434.5345 | 224.2743 | 286.6304 | 299.6645 | 8.0247 | 70.2588 | 93.2904 | 552.884 | 10.9562 | 0 |  | 99 | 1443.158 | 203.6446 | 276.4734 | 292.4355 | 8.0247 | 70.3283 | 87.9541 | 583.8594 | 10.9562 | 0
| 100 | 1397.4078 | 198.7806 | 288.2349 | 294.5878 | 8.0247 | 69.8988 | 85.2353 | 474.2159 | 10.9562 | 0 |  | 100 | 1352.6274 | 194.0936 | 288.3254 | 294.3735 | 8.0247 | 68.9574 | 91.1371 | 539.3021 | 10.9562 | 0 |  | 100 | 1435.2137 | 207.5402 | 268.5353 | 289.0918 | 8.0247 | 70.566 | 85.4607 | 510.3886 | 10.9562 | 0 |  | 100 | 1427.1595 | 223.2052 | 285.1201 | 299.2663 | 8.0247 | 70.2012 | 93.1905 | 552.7398 | 10.9562 | 0 |  | 100 | 1436.1865 | 202.346 | 274.9 | 292.0272 | 8.0247 | 70.2701 | 87.8635 | 583.2915 | 10.9562 | 0
| 101 | 1390.4103 | 197.3386 | 287.0026 | 294.1747 | 8.0247 | 69.8393 | 85.1501 | 474.0042 | 10.9562 | 0 |  | 101 | 1346.1164 | 192.7299 | 286.803 | 293.9588 | 8.0247 | 68.8976 | 91.0393 | 539.0632 | 10.9562 | 0 |  | 101 | 1427.83 | 206.1058 | 267.5046 | 288.6956 | 8.0247 | 70.5065 | 85.3768 | 510.2498 | 10.9562 | 0 |  | 101 | 1420.2833 | 221.3043 | 283.9582 | 298.8525 | 8.0247 | 70.1434 | 93.0901 | 552.6299 | 10.9562 | 0 |  | 101 | 1428.8488 | 200.9328 | 273.8004 | 291.6258 | 8.0247 | 70.2116 | 87.772 | 582.7484 | 10.9562 | 0
| 102 | 1383.0939 | 196.1772 | 285.8123 | 293.7582 | 8.0247 | 69.7795 | 85.0642 | 473.8149 | 10.9562 | 0 |  | 102 | 1338.331 | 191.9664 | 285.9552 | 293.5436 | 8.0247 | 68.8374 | 90.9405 | 538.8606 | 10.9562 | 0 |  | 102 | 1420.171 | 205.1058 | 266.3213 | 288.2929 | 8.0247 | 70.4468 | 85.2921 | 510.1384 | 10.9562 | 0 |  | 102 | 1412.5652 | 220.033 | 283.0088 | 298.4387 | 8.0247 | 70.0854 | 92.9894 | 552.5539 | 10.9562 | 0 |  | 102 | 1421.0923 | 199.6982 | 272.9492 | 291.2163 | 8.0247 | 70.1528 | 87.6797 | 582.2298 | 10.9562 | 0
| 103 | 1375.7384 | 194.9716 | 284.705 | 293.3416 | 8.0247 | 69.7193 | 84.9779 | 473.6474 | 10.9562 | 0 |  | 103 | 1331.3053 | 190.867 | 284.6836 | 293.1284 | 8.0247 | 68.777 | 90.8409 | 538.6933 | 10.9562 | 0 |  | 103 | 1412.3665 | 203.758 | 265.6312 | 287.8903 | 8.0247 | 70.3867 | 85.2069 | 510.0541 | 10.9562 | 0 |  | 103 | 1405.0114 | 218.8367 | 281.8201 | 298.0249 | 8.0247 | 70.0272 | 92.8885 | 552.5112 | 10.9562 | 0 |  | 103 | 1413.1967 | 198.6394 | 272.0612 | 290.8068 | 8.0247 | 70.0937 | 87.5866 | 581.7351 | 10.9562 | 0
| 104 | 1367.6396 | 194.1476 | 283.9596 | 292.9251 | 8.0247 | 69.6588 | 84.8911 | 473.5014 | 10.9562 | 0 |  | 104 | 1324.5963 | 189.4431 | 283.4198 | 292.7133 | 8.0247 | 68.7163 | 90.7405 | 538.5608 | 10.9562 | 0 |  | 104 | 1404.4943 | 202.6978 | 264.7212 | 287.4877 | 8.0247 | 70.3265 | 85.121 | 509.9963 | 10.9562 | 0 |  | 104 | 1396.9569 | 217.7246 | 281.048 | 297.6111 | 8.0247 | 69.9687 | 92.7872 | 552.5014 | 10.9562 | 0 |  | 104 | 1405.3193 | 197.5182 | 271.2174 | 290.3973 | 8.0247 | 70.0343 | 87.4928 | 581.2638 | 10.9562 | 0
| 105 | 1360.1596 | 192.8204 | 283.0986 | 292.5085 | 8.0247 | 69.5981 | 84.8039 | 473.3763 | 10.9562 | 0 |  | 105 | 1316.989 | 188.3875 | 282.6859 | 292.2981 | 8.0247 | 68.6553 | 90.6394 | 538.4624 | 10.9562 | 0 |  | 105 | 1397.3446 | 201.2429 | 263.4835 | 287.085 | 8.0247 | 70.2659 | 85.0347 | 509.9646 | 10.9562 | 0 |  | 105 | 1389.1531 | 216.5635 | 280.0739 | 297.1973 | 8.0247 | 69.9101 | 92.6858 | 552.5238 | 10.9562 | 0 |  | 105 | 1398.125 | 196.2149 | 269.8726 | 289.9878 | 8.0247 | 69.9746 | 87.3985 | 580.8155 | 10.9562 | 0
| 106 | 1353.3523 | 191.5002 | 281.5579 | 292.092 | 8.0247 | 69.537 | 84.7163 | 473.2716 | 10.9562 | 0 |  | 106 | 1309.8441 | 187.2666 | 281.5551 | 291.8829 | 8.0247 | 68.594 | 90.5376 | 538.3972 | 10.9562 | 0 |  | 106 | 1390.2693 | 200.014 | 261.9452 | 286.6824 | 8.0247 | 70.2052 | 84.9479 | 509.9584 | 10.9562 | 0 |  | 106 | 1382.4733 | 214.8582 | 278.5203 | 296.7835 | 8.0247 | 69.8512 | 92.5842 | 552.5779 | 10.9562 | 0 |  | 106 | 1391.2663 | 194.8943 | 268.2096 | 289.5784 | 8.0247 | 69.9146 | 87.3035 | 580.3896 | 10.9562 | 0
| 107 | 1347.1078 | 190.1992 | 279.4351 | 291.6754 | 8.0247 | 69.4757 | 84.6285 | 473.187 | 10.9562 | 0 |  | 107 | 1303.7342 | 185.8806 | 279.6543 | 291.4677 | 8.0247 | 68.5325 | 90.4352 | 538.3646 | 10.9562 | 0 |  | 107 | 1383.1406 | 198.7638 | 260.4818 | 286.2798 | 8.0247 | 70.1442 | 84.8607 | 509.9771 | 10.9562 | 0 |  | 107 | 1375.542 | 213.5589 | 276.8121 | 296.3696 | 8.0247 | 69.7922 | 92.4825 | 552.6633 | 10.9562 | 0 |  | 107 | 1384.0279 | 193.9103 | 266.5895 | 289.1689 | 8.0247 | 69.8543 | 87.2081 | 579.9856 | 10.9562 | 0
| 108 | 1339.5831 | 189.2568 | 278.2339 | 291.2588 | 8.0247 | 69.4141 | 84.5404 | 473.1218 | 10.9562 | 0 |  | 108 | 1297.0978 | 184.7272 | 278.0473 | 291.0525 | 8.0247 | 68.4708 | 90.3323 | 538.3638 | 10.9562 | 0 |  | 108 | 1375.7831 | 197.8331 | 258.9276 | 285.8771 | 8.0247 | 70.0831 | 84.7731 | 510.0205 | 10.9562 | 0 |  | 108 | 1368.0463 | 212.7466 | 275.1812 | 295.9558 | 8.0247 | 69.7331 | 92.3808 | 552.7793 | 10.9562 | 0 |  | 108 | 1376.7362 | 192.8355 | 265.1136 | 288.7594 | 8.0247 | 69.7938 | 87.1122 | 579.6031 | 10.9562 | 0
| 109 | 1332.4998 | 187.8908 | 277.015 | 290.8423 | 8.0247 | 69.3523 | 84.4521 | 473.0757 | 10.9562 | 0 |  | 109 | 1290.7808 | 183.2434 | 276.4515 | 290.6373 | 8.0247 | 68.409 | 90.2289 | 538.3942 | 10.9562 | 0 |  | 109 | 1368.6101 | 195.9825 | 258.1089 | 285.4745 | 8.0247 | 70.0217 | 84.6852 | 510.0878 | 10.9562 | 0 |  | 109 | 1360.8474 | 211.3393 | 273.8487 | 295.542 | 8.0247 | 69.6738 | 92.2792 | 552.9254 | 10.9562 | 0 |  | 109 | 1369.3048 | 191.5326 | 264.0056 | 288.3499 | 8.0247 | 69.7331 | 87.0159 | 579.2415 | 10.9562 | 0
| 110 | 1325.9625 | 186.4785 | 275.3062 | 290.4159 | 8.0247 | 69.2903 | 84.3637 | 473.0482 | 10.9562 | 0 |  | 110 | 1283.6298 | 182.1942 | 275.261 | 290.2161 | 8.0247 | 68.3469 | 90.1252 | 538.455 | 10.9562 | 0 |  | 110 | 1361.3723 | 194.9298 | 256.5697 | 285.0591 | 8.0247 | 69.9602 | 84.5971 | 510.1787 | 10.9562 | 0 |  | 110 | 1353.909 | 209.7292 | 272.4712 | 295.1154 | 8.0247 | 69.6143 | 92.1775 | 553.1011 | 10.9562 | 0 |  | 110 | 1362.1866 | 190.2996 | 262.5248 | 287.9299 | 8.0247 | 69.6722 | 86.9194 | 578.9004 | 10.9562 | 0
| 111 | 1318.8674 | 185.5341 | 273.6721 | 290.0047 | 8.0247 | 69.2281 | 84.2752 | 473.0388 | 10.9562 | 0 |  | 111 | 1276.7303 | 181.1964 | 273.7593 | 289.8032 | 8.0247 | 68.2846 | 90.0212 | 538.5455 | 10.9562 | 0 |  | 111 | 1354.3058 | 193.5996 | 255.1213 | 284.6591 | 8.0247 | 69.8985 | 84.5089 | 510.2925 | 10.9562 | 0 |  | 111 | 1346.9347 | 208.3874 | 270.8438 | 294.7062 | 8.0247 | 69.5547 | 92.0761 | 553.306 | 10.9562 | 0 |  | 111 | 1355.3575 | 188.6517 | 261.1555 | 287.5245 | 8.0247 | 69.6111 | 86.8225 | 578.5792 | 10.9562 | 0
| 112 | 1311.3724 | 184.3221 | 272.7055 | 289.5935 | 8.0247 | 69.1658 | 84.1867 | 473.0471 | 10.9562 | 0 |  | 112 | 1269.6853 | 180.0395 | 272.5583 | 289.3942 | 8.0247 | 68.2222 | 89.9169 | 538.665 | 10.9562 | 0 |  | 112 | 1347.4567 | 191.8056 | 253.918 | 284.2606 | 8.0247 | 69.8367 | 84.4205 | 510.429 | 10.9562 | 0 |  | 112 | 1339.7182 | 206.9901 | 269.5141 | 294.2971 | 8.0247 | 69.4951 | 91.9748 | 553.5393 | 10.9562 | 0 |  | 112 | 1347.7536 | 187.667 | 259.8976 | 287.119 | 8.0247 | 69.5498 | 86.7255 | 578.2776 | 10.9562 | 0
| 113 | 1304.2151 | 183.1641 | 271.3473 | 289.1823 | 8.0247 | 69.1032 | 84.0982 | 473.0725 | 10.9562 | 0 |  | 113 | 1262.3584 | 178.9073 | 271.6144 | 288.9853 | 8.0247 | 68.1597 | 89.8125 | 538.8127 | 10.9562 | 0 |  | 113 | 1339.663 | 191.1323 | 252.5384 | 283.8621 | 8.0247 | 69.7748 | 84.3321 | 510.5874 | 10.9562 | 0 |  | 113 | 1332.1964 | 205.4077 | 268.6748 | 293.888 | 8.0247 | 69.4353 | 91.8737 | 553.8006 | 10.9562 | 0 |  | 113 | 1340.494 | 186.3773 | 258.6005 | 286.7135 | 8.0247 | 69.4883 | 86.6284 | 577.9949 | 10.9562 | 0
| 114 | 1297.0659 | 181.7538 | 270.2147 | 288.7895 | 8.0247 | 69.0406 | 84.0099 | 473.1146 | 10.9562 | 0 |  | 114 | 1255.582 | 177.8706 | 270.0074 | 288.5935 | 8.0247 | 68.097 | 89.708 | 538.988 | 10.9562 | 0 |  | 114 | 1332.0902 | 189.6398 | 251.747 | 283.4739 | 8.0247 | 69.7127 | 84.2436 | 510.7673 | 10.9562 | 0 |  | 114 | 1325.1832 | 203.8208 | 267.3186 | 293.4917 | 8.0247 | 69.3754 | 91.7729 | 554.0894 | 10.9562 | 0 |  | 114 | 1333.2618 | 184.8203 | 257.5291 | 286.3223 | 8.0247 | 69.4267 | 86.5312 | 577.7307 | 10.9562 | 0
| 115 | 1290.0166 | 180.4005 | 268.9342 | 288.3877 | 8.0247 | 68.9777 | 83.9217 | 473.1729 | 10.9562 | 0 |  | 115 | 1249.0251 | 176.4824 | 268.5409 | 288.1933 | 8.0247 | 68.0343 | 89.6034 | 539.1901 | 10.9562 | 0 |  | 115 | 1325.2906 | 188.1616 | 250.1681 | 283.0855 | 8.0247 | 69.6506 | 84.1553 | 510.9683 | 10.9562 | 0 |  | 115 | 1318.0842 | 202.2431 | 266.043 | 293.0913 | 8.0247 | 69.3155 | 91.6725 | 554.4052 | 10.9562 | 0 |  | 115 | 1326.2327 | 183.3501 | 256.1718 | 285.927 | 8.0247 | 69.365 | 86.4341 | 577.4844 | 10.9562 | 0
| 116 | 1282.8692 | 179.4384 | 267.3513 | 287.9953 | 8.0247 | 68.9148 | 83.8337 | 473.247 | 10.9562 | 0 |  | 116 | 1242.1498 | 175.4056 | 267.0723 | 287.8021 | 8.0247 | 67.9714 | 89.4989 | 539.4182 | 10.9562 | 0 |  | 116 | 1317.6728 | 186.8745 | 249.2022 | 282.7114 | 8.0247 | 69.5884 | 84.067 | 511.1898 | 10.9562 | 0 |  | 116 | 1310.7868 | 201.1627 | 264.4548 | 292.7047 | 8.0247 | 69.2555 | 91.5725 | 554.7473 | 10.9562 | 0 |  | 116 | 1318.4879 | 182.3578 | 255.0356 | 285.5484 | 8.0247 | 69.3032 | 86.337 | 577.2557 | 10.9562 | 0
| 117 | 1276.3686 | 178.3715 | 265.2373 | 287.5921 | 8.0247 | 68.8518 | 83.7459 | 473.3364 | 10.9562 | 0 |  | 117 | 1235.8149 | 174.2968 | 265.1061 | 287.4001 | 8.0247 | 67.9085 | 89.3945 | 539.6718 | 10.9562 | 0 |  | 117 | 1310.0812 | 186.0718 | 247.7413 | 282.3215 | 8.0247 | 69.5261 | 83.9789 | 511.4313 | 10.9562 | 0 |  | 117 | 1303.929 | 200.1152 | 262.4098 | 292.3024 | 8.0247 | 69.1955 | 91.4729 | 555.1153 | 10.9562 | 0 |  | 117 | 1310.8075 | 181.3722 | 253.8469 | 285.1512 | 8.0247 | 69.2412 | 86.24 | 577.044 | 10.9562 | 0
| 118 | 1269.1567 | 176.8728 | 264.2664 | 287.1888 | 8.0247 | 68.7887 | 83.6585 | 473.4406 | 10.9562 | 0 |  | 118 | 1228.8591 | 172.878 | 264.0708 | 286.9981 | 8.0247 | 67.8455 | 89.2904 | 539.95 | 10.9562 | 0 |  | 118 | 1302.7613 | 184.8081 | 246.4698 | 281.9316 | 8.0247 | 69.4637 | 83.891 | 511.6924 | 10.9562 | 0 |  | 118 | 1296.6533 | 198.7264 | 261.1238 | 291.9002 | 8.0247 | 69.1354 | 91.3739 | 555.5086 | 10.9562 | 0 |  | 118 | 1303.4658 | 180.4275 | 252.2786 | 284.7541 | 8.0247 | 69.1792 | 86.1432 | 576.8487 | 10.9562 | 0
| 119 | 1261.6174 | 175.987 | 263.0102 | 286.7853 | 8.0247 | 68.7256 | 83.5714 | 473.5591 | 10.9562 | 1 |  | 119 | 1221.7716 | 171.7784 | 262.8505 | 286.5937 | 8.0247 | 67.7825 | 89.1865 | 540.2522 | 10.9562 | 0 |  | 119 | 1295.1153 | 183.9098 | 245.1614 | 281.5393 | 8.0247 | 69.4014 | 83.8034 | 511.9724 | 10.9562 | 0 |  | 119 | 1289.1797 | 197.2273 | 260.1473 | 291.4968 | 8.0247 | 69.0753 | 91.2754 | 555.9268 | 10.9562 | 0 |  | 119 | 1295.7539 | 179.5402 | 251.0248 | 284.3552 | 8.0247 | 69.1171 | 86.0467 | 576.6695 | 10.9562 | 0
| 120 | 1254.6091 | 174.6796 | 261.6435 | 286.3828 | 8.0247 | 68.6624 | 83.4848 | 473.6916 | 10.9562 | 4 |  | 120 | 1214.6475 | 170.7834 | 261.5587 | 286.1925 | 8.0247 | 67.7194 | 89.0829 | 540.5776 | 10.9562 | 0 |  | 120 | 1287.6675 | 182.6966 | 243.9658 | 281.1509 | 8.0247 | 69.339 | 83.7162 | 512.271 | 10.9562 | 0 |  | 120 | 1281.552 | 196.2332 | 258.818 | 291.0954 | 8.0247 | 69.0153 | 91.1775 | 556.3692 | 10.9562 | 0 |  | 120 | 1288.495 | 178.387 | 249.5807 | 283.9595 | 8.0247 | 69.055 | 85.9504 | 576.5058 | 10.9562 | 0
| 121 | 1247.1779 | 173.799 | 260.2731 | 285.9803 | 8.0247 | 68.5992 | 83.3987 | 473.8374 | 10.9562 | 7 |  | 121 | 1207.2446 | 169.9911 | 260.3434 | 285.7913 | 8.0247 | 67.6564 | 88.9797 | 540.9255 | 10.9562 | 0 |  | 121 | 1280.1849 | 181.5281 | 242.7603 | 280.7625 | 8.0247 | 69.2766 | 83.6294 | 512.5876 | 10.9562 | 0 |  | 121 | 1274.3146 | 194.7778 | 257.5596 | 290.6939 | 8.0247 | 68.9552 | 91.0803 | 556.8353 | 10.9562 | 0 |  | 121 | 1280.7626 | 177.2972 | 248.5468 | 283.5639 | 8.0247 | 68.9928 | 85.8546 | 576.3571 | 10.9562 | 0
| 122 | 1239.7157 | 172.7497 | 259.1023 | 285.5777 | 8.0247 | 68.536 | 83.3131 | 473.9961 | 10.9562 | 10 |  | 122 | 1200.6199 | 168.6714 | 258.877 | 285.39 | 8.0247 | 67.5933 | 88.877 | 541.2952 | 10.9562 | 0 |  | 122 | 1273.064 | 180.0974 | 241.4554 | 280.3741 | 8.0247 | 69.2142 | 83.543 | 512.9217 | 10.9562 | 0 |  | 122 | 1266.6987 | 193.7209 | 256.2812 | 290.2924 | 8.0247 | 68.8951 | 90.9838 | 557.3246 | 10.9562 | 0 |  | 122 | 1273.7351 | 175.7365 | 247.2787 | 283.1682 | 8.0247 | 68.9306 | 85.7592 | 576.223 | 10.9562 | 0
| 123 | 1232.8615 | 171.1806 | 257.8433 | 285.1752 | 8.0247 | 68.4727 | 83.2281 | 474.1673 | 10.9562 | 13 |  | 123 | 1193.8096 | 167.1261 | 257.822 | 284.9888 | 8.0247 | 67.5303 | 88.7749 | 541.6859 | 10.9562 | 0 |  | 123 | 1265.4574 | 178.7485 | 240.5543 | 279.9856 | 8.0247 | 69.1518 | 83.4571 | 513.2729 | 10.9562 | 0 |  | 123 | 1259.9174 | 191.8199 | 255.004 | 289.8993 | 8.0247 | 68.835 | 90.8881 | 557.8366 | 10.9562 | 0 |  | 123 | 1266.3172 | 174.3088 | 246.2681 | 282.7725 | 8.0247 | 68.8684 | 85.6643 | 576.1029 | 10.9562 | 0
| 124 | 1225.1966 | 170.1823 | 256.8249 | 284.772 | 8.0247 | 68.4096 | 83.1438 | 474.3505 | 10.9562 | 16 |  | 124 | 1186.449 | 166.1692 | 256.7279 | 284.5885 | 8.0247 | 67.4673 | 88.6734 | 542.097 | 10.9562 | 0 |  | 124 | 1257.7486 | 177.8057 | 239.3526 | 279.594 | 8.0247 | 69.0895 | 83.3718 | 513.6405 | 10.9562 | 0 |  | 124 | 1252.2998 | 190.6335 | 253.8634 | 289.4913 | 8.0247 | 68.775 | 90.7933 | 558.3708 | 10.9562 | 0 |  | 124 | 1258.8433 | 173.1438 | 245.0411 | 282.3866 | 8.0247 | 68.8062 | 85.57 | 575.9963 | 10.9562 | 0
| 125 | 1217.9139 | 169.0146 | 255.5993 | 284.3633 | 8.0247 | 68.3464 | 83.0602 | 474.5453 | 10.9562 | 20 |  | 125 | 1179.0277 | 165.263 | 255.6505 | 284.1816 | 8.0247 | 67.4044 | 88.5726 | 542.5277 | 10.9562 | 0 |  | 125 | 1250.2482 | 176.5073 | 238.3002 | 279.2001 | 8.0247 | 69.0272 | 83.2871 | 514.0242 | 10.9562 | 0 |  | 125 | 1244.7258 | 189.3527 | 252.7721 | 289.0848 | 8.0247 | 68.7151 | 90.6993 | 558.9265 | 10.9562 | 0 |  | 125 | 1251.1101 | 172.0674 | 243.9999 | 281.9855 | 8.0247 | 68.744 | 85.4763 | 575.9027 | 10.9562 | 0
| 126 | 1210.399 | 167.8424 | 254.5758 | 283.989 | 8.0247 | 68.2833 | 82.9773 | 474.751 | 10.9562 | 23 |  | 126 | 1172.3433 | 163.9388 | 254.2208 | 283.8079 | 8.0247 | 67.3415 | 88.4725 | 542.9774 | 10.9562 | 0 |  | 126 | 1242.4709 | 175.4303 | 237.2691 | 278.8405 | 8.0247 | 68.965 | 83.2032 | 514.4234 | 10.9562 | 0 |  | 126 | 1236.7212 | 188.3544 | 251.7882 | 288.719 | 8.0247 | 68.6552 | 90.6063 | 559.5033 | 10.9562 | 0 |  | 126 | 1243.1232 | 171.0051 | 243.1638 | 281.619 | 8.0247 | 68.6819 | 85.3833 | 575.8218 | 10.9562 | 0
| 127 | 1202.5314 | 167.0812 | 253.4879 | 283.6209 | 8.0247 | 68.2203 | 82.8953 | 474.9674 | 10.9562 | 26 |  | 127 | 1164.8005 | 163.2182 | 253.0389 | 283.4415 | 8.0247 | 67.2787 | 88.3733 | 543.4452 | 10.9562 | 1 |  | 127 | 1233.9785 | 174.8523 | 236.4466 | 278.4884 | 8.0247 | 68.9029 | 83.1199 | 514.8376 | 10.9562 | 2 |  | 127 | 1228.8687 | 187.4265 | 250.5814 | 288.3536 | 8.0247 | 68.5954 | 90.5142 | 560.1006 | 10.9562 | 0 |  | 127 | 1234.5847 | 170.4957 | 242.3191 | 281.2597 | 8.0247 | 68.6199 | 85.2911 | 575.7528 | 10.9562 | 2
| 128 | 1195.035 | 166.3245 | 252.0182 | 283.2588 | 8.0247 | 68.1574 | 82.8142 | 475.1938 | 10.9562 | 29 |  | 128 | 1157.0779 | 162.6898 | 251.8403 | 283.0791 | 8.0247 | 67.216 | 88.275 | 543.9304 | 10.9562 | 4 |  | 128 | 1226.0477 | 174.1327 | 235.1986 | 278.1418 | 8.0247 | 68.8409 | 83.0375 | 515.2663 | 10.9562 | 5 |  | 128 | 1221.1515 | 186.7013 | 249.1515 | 287.994 | 8.0247 | 68.5357 | 90.4233 | 560.7179 | 10.9562 | 0 |  | 128 | 1226.958 | 169.7817 | 240.7593 | 280.9082 | 8.0247 | 68.5579 | 85.1997 | 575.6955 | 10.9562 | 5
| 129 | 1188.0458 | 165.7622 | 251.0044 | 282.8903 | 8.0247 | 68.0946 | 82.734 | 475.4299 | 10.9562 | 32 |  | 129 | 1149.8303 | 162.2003 | 251.1261 | 282.7048 | 8.0247 | 67.1534 | 88.1776 | 544.4325 | 10.9562 | 7 |  | 129 | 1219.0962 | 173.4033 | 234.1079 | 277.7911 | 8.0247 | 68.779 | 82.9559 | 515.7091 | 10.9562 | 9 |  | 129 | 1214.1702 | 185.7852 | 248.3292 | 287.6229 | 8.0247 | 68.4761 | 90.3334 | 561.3547 | 10.9562 | 0 |  | 129 | 1220.187 | 168.9835 | 239.5502 | 280.5519 | 8.0247 | 68.496 | 85.1092 | 575.6492 | 10.9562 | 9
| 130 | 1181.2396 | 165.1004 | 249.9889 | 282.5146 | 8.0247 | 68.0319 | 82.6547 | 475.6752 | 10.9562 | 35 |  | 130 | 1143.3484 | 161.5021 | 250.0547 | 282.3283 | 8.0247 | 67.091 | 88.0813 | 544.9505 | 10.9562 | 11 |  | 130 | 1212.2577 | 172.7348 | 232.9916 | 277.4137 | 8.0247 | 68.7172 | 82.8753 | 516.1653 | 10.9562 | 12 |  | 130 | 1207.0916 | 185.1961 | 247.2924 | 287.2368 | 8.0247 | 68.4166 | 90.2447 | 562.0104 | 10.9562 | 0 |  | 130 | 1213.3494 | 168.4399 | 238.2947 | 280.1815 | 8.0247 | 68.4342 | 85.0196 | 575.6135 | 10.9562 | 12
| 131 | 1174.0802 | 164.5959 | 249.1905 | 282.1177 | 8.0247 | 67.9693 | 82.5766 | 475.9291 | 10.9562 | 39 |  | 131 | 1136.7621 | 160.7927 | 249.1165 | 281.9342 | 8.0247 | 67.0287 | 87.9862 | 545.4839 | 10.9562 | 14 |  | 131 | 1204.8759 | 172.1238 | 232.3674 | 277.0299 | 8.0247 | 68.6556 | 82.7956 | 516.6346 | 10.9562 | 16 |  | 131 | 1199.9317 | 184.607 | 246.358 | 286.8294 | 8.0247 | 68.3573 | 90.1572 | 562.6846 | 10.9562 | 0 |  | 131 | 1205.8636 | 167.778 | 237.8242 | 279.7924 | 8.0247 | 68.3725 | 84.931 | 575.5878 | 10.9562 | 16
| 132 | 1166.9524 | 163.9392 | 248.5098 | 281.7238 | 8.0247 | 67.9069 | 82.4995 | 476.1913 | 10.9562 | 42 |  | 132 | 1130.0778 | 160.1589 | 248.2017 | 281.5392 | 8.0247 | 66.9666 | 87.8922 | 546.0319 | 10.9562 | 18 |  | 132 | 1198.0042 | 171.3752 | 231.3726 | 276.6444 | 8.0247 | 68.5941 | 82.7169 | 517.1164 | 10.9562 | 19 |  | 132 | 1192.4539 | 183.8787 | 245.86 | 286.4427 | 8.0247 | 68.298 | 90.0709 | 563.3765 | 10.9562 | 0 |  | 132 | 1198.6437 | 167.0725 | 237.1288 | 279.406 | 8.0247 | 68.311 | 84.8435 | 575.5718 | 10.9562 | 19
| 133 | 1159.9194 | 163.4804 | 247.5307 | 281.3356 | 8.0247 | 67.8447 | 82.4236 | 476.4612 | 10.9562 | 45 |  | 133 | 1123.1324 | 159.6665 | 247.3971 | 281.1535 | 8.0247 | 66.9046 | 87.7995 | 546.5937 | 10.9562 | 21 |  | 133 | 1191.0454 | 170.5087 | 230.5709 | 276.2707 | 8.0247 | 68.5328 | 82.6394 | 517.6102 | 10.9562 | 23 |  | 133 | 1185.2511 | 183.3688 | 244.8686 | 286.0561 | 8.0247 | 68.239 | 89.986 | 564.0858 | 10.9562 | 0 |  | 133 | 1191.8296 | 166.3252 | 236.063 | 279.0261 | 8.0247 | 68.2496 | 84.7572 | 575.5648 | 10.9562 | 23
| 134 | 1152.8852 | 162.8374 | 246.7368 | 280.9474 | 8.0247 | 67.7827 | 82.3489 | 476.7384 | 10.9562 | 48 |  | 134 | 1116.3087 | 158.9718 | 246.6733 | 280.7678 | 8.0247 | 66.8429 | 87.7081 | 547.1687 | 10.9562 | 24 |  | 134 | 1183.6045 | 170.1625 | 229.731 | 275.8969 | 8.0247 | 68.4717 | 82.563 | 518.1156 | 10.9562 | 26 |  | 134 | 1177.7623 | 182.9153 | 244.1068 | 285.6694 | 8.0247 | 68.1801 | 89.9025 | 564.812 | 10.9562 | 0 |  | 134 | 1184.3543 | 165.9135 | 235.3228 | 278.6461 | 8.0247 | 68.1884 | 84.672 | 575.5664 | 10.9562 | 26
| 135 | 1145.7081 | 162.3206 | 245.9598 | 280.5592 | 8.0247 | 67.7209 | 82.2755 | 477.0225 | 10.9562 | 51 |  | 135 | 1109.9634 | 158.2868 | 245.4613 | 280.382 | 8.0247 | 66.7813 | 87.6181 | 547.7561 | 10.9562 | 28 |  | 135 | 1176.0742 | 169.851 | 228.9458 | 275.5232 | 8.0247 | 68.4108 | 82.4878 | 518.6319 | 10.9562 | 30 |  | 135 | 1170.6644 | 182.1375 | 243.2785 | 285.2828 | 8.0247 | 68.1214 | 89.8204 | 565.5543 | 10.9562 | 0 |  | 135 | 1176.7848 | 165.6991 | 234.4795 | 278.2661 | 8.0247 | 68.1274 | 84.5881 | 575.5762 | 10.9562 | 30
| 136 | 1138.9133 | 161.6598 | 244.9445 | 280.171 | 8.0247 | 67.6593 | 82.2035 | 477.3128 | 10.9562 | 55 |  | 136 | 1103.3965 | 157.5552 | 244.5176 | 279.9963 | 8.0247 | 66.72 | 87.5296 | 548.3552 | 10.9562 | 31 |  | 136 | 1169.1175 | 169.1296 | 227.997 | 275.1495 | 8.0247 | 68.3501 | 82.4138 | 519.1588 | 10.9562 | 33 |  | 136 | 1163.2786 | 181.5853 | 242.5124 | 284.8961 | 8.0247 | 68.0629 | 89.7398 | 566.3124 | 10.9562 | 0 |  | 136 | 1169.9225 | 164.9581 | 233.4555 | 277.8861 | 8.0247 | 68.0666 | 84.5056 | 575.5935 | 10.9562 | 33
| 137 | 1132.4895 | 160.8477 | 243.7057 | 279.7865 | 8.0247 | 67.598 | 82.1328 | 477.6091 | 10.9562 | 58 |  | 137 | 1096.842 | 156.8723 | 243.5083 | 279.615 | 8.0247 | 66.659 | 87.4426 | 548.9653 | 10.9562 | 35 |  | 137 | 1162.0469 | 168.5264 | 227.0391 | 274.7805 | 8.0247 | 68.2897 | 82.3412 | 519.6957 | 10.9562 | 37 |  | 137 | 1156.9216 | 180.6797 | 241.0657 | 284.5146 | 8.0247 | 68.0045 | 89.6608 | 567.0857 | 10.9562 | 0 |  | 137 | 1162.9139 | 164.2029 | 232.5888 | 277.5093 | 8.0247 | 68.0059 | 84.4244 | 575.6179 | 10.9562 | 37
| 138 | 1125.4589 | 160.1912 | 242.913 | 279.407 | 8.0247 | 67.5369 | 82.0635 | 477.9107 | 10.9562 | 61 |  | 138 | 1089.9624 | 156.3928 | 242.6166 | 279.2378 | 8.0247 | 66.5981 | 87.3573 | 549.5857 | 10.9562 | 38 |  | 138 | 1154.7654 | 167.8255 | 226.3861 | 274.4151 | 8.0247 | 68.2295 | 82.2699 | 520.2421 | 10.9562 | 40 |  | 138 | 1150.133 | 179.7482 | 240.0732 | 284.1365 | 8.0247 | 67.9464 | 89.5833 | 567.8737 | 10.9562 | 0 |  | 138 | 1155.4093 | 163.7811 | 231.8792 | 277.1383 | 8.0247 | 67.9456 | 84.3446 | 575.649 | 10.9562 | 40
| 139 | 1119.0164 | 159.0179 | 242.0491 | 279.0276 | 8.0247 | 67.4761 | 81.9958 | 478.2173 | 10.9562 | 64 |  | 139 | 1083.905 | 155.1686 | 241.6473 | 278.8606 | 8.0247 | 66.5376 | 87.2737 | 550.2157 | 10.9562 | 42 |  | 139 | 1149.1123 | 166.1322 | 225.0971 | 274.0498 | 8.0247 | 68.1695 | 82.2001 | 520.7975 | 10.9562 | 44 |  | 139 | 1143.605 | 178.428 | 239.1802 | 283.7869 | 8.0247 | 67.8886 | 89.5075 | 568.6758 | 10.9562 | 0 |  | 139 | 1149.4869 | 162.0984 | 230.8482 | 276.7672 | 8.0247 | 67.8854 | 84.2664 | 575.6862 | 10.9562 | 44
| 140 | 1112.6437 | 158.2207 | 240.7215 | 278.6659 | 8.0247 | 67.4156 | 81.9295 | 478.5283 | 10.9562 | 68 |  | 140 | 1077.4851 | 154.2969 | 240.6927 | 278.4789 | 8.0247 | 66.4774 | 87.1918 | 550.8544 | 10.9562 | 45 |  | 140 | 1141.7731 | 165.6137 | 224.2932 | 273.7107 | 8.0247 | 68.1099 | 82.1318 | 521.3614 | 10.9562 | 47 |  | 140 | 1136.7772 | 177.5584 | 238.1315 | 283.4423 | 8.0247 | 67.831 | 89.4333 | 569.4915 | 10.9562 | 0 |  | 140 | 1142.5761 | 161.3893 | 229.8094 | 276.4186 | 8.0247 | 67.8256 | 84.1898 | 575.729 | 10.9562 | 47
| 141 | 1106.0459 | 157.5018 | 239.531 | 278.314 | 8.0247 | 67.3554 | 81.865 | 478.8433 | 10.9562 | 71 |  | 141 | 1071.3537 | 153.5225 | 239.3369 | 278.1124 | 8.0247 | 66.4174 | 87.1117 | 551.5013 | 10.9562 | 49 |  | 141 | 1134.8015 | 164.639 | 223.5741 | 273.3755 | 8.0247 | 68.0505 | 82.065 | 521.9333 | 10.9562 | 51 |  | 141 | 1130.0697 | 176.6163 | 237.0325 | 283.1003 | 8.0247 | 67.7736 | 89.361 | 570.3202 | 10.9562 | 0 |  | 141 | 1135.8633 | 160.5689 | 228.6775 | 276.0764 | 8.0247 | 67.766 | 84.1147 | 575.777 | 10.9562 | 51
| 142 | 1099.0866 | 156.7364 | 238.7484 | 277.9621 | 8.0247 | 67.2956 | 81.802 | 479.1618 | 10.9562 | 74 |  | 142 | 1064.6227 | 152.7796 | 238.5354 | 277.7598 | 8.0247 | 66.3578 | 87.0336 | 552.1556 | 10.9562 | 52 |  | 142 | 1126.8785 | 164.1841 | 223.2865 | 273.0402 | 8.0247 | 67.9914 | 81.9999 | 522.5128 | 10.9562 | 54 |  | 142 | 1122.8154 | 175.8837 | 236.2706 | 282.7582 | 8.0247 | 67.7165 | 89.2904 | 571.1615 | 10.9562 | 0 |  | 142 | 1127.941 | 160.1489 | 228.3548 | 275.7343 | 8.0247 | 67.7067 | 84.0414 | 575.8296 | 10.9562 | 54
| 143 | 1091.9593 | 155.6211 | 238.4837 | 277.6102 | 8.0247 | 67.236 | 81.7408 | 479.4834 | 10.9562 | 78 |  | 143 | 1057.409 | 152.1141 | 238.1393 | 277.4072 | 8.0247 | 66.2985 | 86.9574 | 552.8166 | 10.9562 | 56 |  | 143 | 1119.9635 | 162.9124 | 222.8077 | 272.7049 | 8.0247 | 67.9327 | 81.9364 | 523.0992 | 10.9562 | 58 |  | 143 | 1115.7326 | 174.6843 | 235.8042 | 282.4161 | 8.0247 | 67.6597 | 89.2218 | 572.0148 | 10.9562 | 0 |  | 143 | 1120.8588 | 158.957 | 227.9638 | 275.3922 | 8.0247 | 67.6477 | 83.9699 | 575.8864 | 10.9562 | 58
| 144 | 1084.6008 | 155.0681 | 237.8879 | 277.2583 | 8.0247 | 67.1769 | 81.6814 | 479.8076 | 10.9562 | 81 |  | 144 | 1049.9952 | 151.5044 | 237.8873 | 277.0546 | 8.0247 | 66.2396 | 86.8833 | 553.4835 | 10.9562 | 59 |  | 144 | 1113.1164 | 162.2245 | 221.6773 | 272.3697 | 8.0247 | 67.8743 | 81.8746 | 523.6922 | 10.9562 | 62 |  | 144 | 1108.3398 | 173.9193 | 235.2133 | 282.0741 | 8.0247 | 67.6032 | 89.155 | 572.8796 | 10.9562 | 0 |  | 144 | 1113.8316 | 158.1531 | 227.1297 | 275.0501 | 8.0247 | 67.5891 | 83.9002 | 575.9468 | 10.9562 | 62
| 145 | 1077.3139 | 154.6986 | 237.037 | 276.9064 | 8.0247 | 67.1181 | 81.6238 | 480.1338 | 10.9562 | 84 |  | 145 | 1043.1946 | 150.9694 | 236.9475 | 276.702 | 8.0247 | 66.1811 | 86.8113 | 554.1557 | 10.9562 | 63 |  | 145 | 1106.0199 | 161.7513 | 220.5816 | 272.0344 | 8.0247 | 67.8162 | 81.8146 | 524.2912 | 10.9562 | 65 |  | 145 | 1101.1086 | 173.4087 | 234.2065 | 281.732 | 8.0247 | 67.5469 | 89.0902 | 573.7552 | 10.9562 | 0 |  | 145 | 1106.5191 | 157.6787 | 226.2516 | 274.708 | 8.0247 | 67.5308 | 83.8323 | 576.0104 | 10.9562 | 65
| 146 | 1071.065 | 153.915 | 235.5594 | 276.5575 | 8.0247 | 67.0597 | 81.5681 | 480.4617 | 10.9562 | 87 |  | 146 | 1036.7961 | 150.5179 | 235.5191 | 276.3524 | 8.0247 | 66.1229 | 86.7415 | 554.8324 | 10.9562 | 66 |  | 146 | 1099.1361 | 161.0183 | 219.5325 | 271.6996 | 8.0247 | 67.7586 | 81.7564 | 524.8957 | 10.9562 | 69 |  | 146 | 1094.1122 | 172.8468 | 233.0129 | 281.3932 | 8.0247 | 67.491 | 89.0275 | 574.6413 | 10.9562 | 0 |  | 146 | 1099.7363 | 157.0331 | 225.0126 | 274.3681 | 8.0247 | 67.4728 | 83.7665 | 576.0766 | 10.9562 | 69
| 147 | 1063.8987 | 153.4069 | 234.7211 | 276.211 | 8.0247 | 67.0018 | 81.5143 | 480.7908 | 10.9562 | 91 |  | 147 | 1029.8794 | 150.066 | 234.6067 | 276.0054 | 8.0247 | 66.0651 | 86.6739 | 555.5129 | 10.9562 | 70 |  | 147 | 1092.1065 | 160.4243 | 218.4855 | 271.3694 | 8.0247 | 67.7013 | 81.7001 | 525.5052 | 10.9562 | 72 |  | 147 | 1087.0092 | 172.103 | 232.106 | 281.0562 | 8.0247 | 67.4355 | 88.9668 | 575.5373 | 10.9562 | 0 |  | 147 | 1092.9198 | 156.5536 | 223.638 | 274.0314 | 8.0247 | 67.4152 | 83.7026 | 576.145 | 10.9562 | 72
| 148 | 1056.7221 | 152.8619 | 233.9301 | 275.8644 | 8.0247 | 66.9442 | 81.4626 | 481.1205 | 10.9562 | 94 |  | 148 | 1022.8724 | 149.4563 | 233.9424 | 275.6585 | 8.0247 | 66.0078 | 86.6087 | 556.1965 | 10.9562 | 73 |  | 148 | 1084.98 | 159.5339 | 217.832 | 271.0392 | 8.0247 | 67.6444 | 81.6458 | 526.1193 | 10.9562 | 76 |  | 148 | 1080.0135 | 171.2443 | 231.2066 | 280.7192 | 8.0247 | 67.3802 | 88.9083 | 576.4425 | 10.9562 | 0 |  | 148 | 1085.9162 | 155.5074 | 223.0173 | 273.6948 | 8.0247 | 67.3581 | 83.6408 | 576.2151 | 10.9562 | 76
| 149 | 1050.543 | 151.5002 | 232.9582 | 275.5179 | 8.0247 | 66.8871 | 81.4129 | 481.4505 | 10.9562 | 97 |  | 149 | 1016.8429 | 148.1714 | 232.9757 | 275.3115 | 8.0247 | 65.9509 | 86.5459 | 556.8824 | 10.9562 | 77 |  | 149 | 1078.4548 | 158.3834 | 216.8372 | 270.709 | 8.0247 | 67.5879 | 81.5935 | 526.7373 | 10.9562 | 80 |  | 149 | 1073.5942 | 169.8222 | 230.2942 | 280.3822 | 8.0247 | 67.3254 | 88.8519 | 577.3566 | 10.9562 | 4 |  | 149 | 1079.6603 | 154.2211 | 221.889 | 273.3582 | 8.0247 | 67.3013 | 83.5812 | 576.2863 | 10.9562 | 80
| 150 | 1044.413 | 150.2922 | 231.7836 | 275.1713 | 8.0247 | 66.8305 | 81.3653 | 481.7802 | 10.9562 | 101 |  | 150 | 1010.6474 | 147.0964 | 231.9652 | 274.9645 | 8.0247 | 65.8944 | 86.4855 | 557.57 | 10.9562 | 80 |  | 150 | 1072.1096 | 157.1457 | 215.7496 | 270.3787 | 8.0247 | 67.5318 | 81.5432 | 527.3588 | 10.9562 | 83 |  | 150 | 1067.0705 | 168.4954 | 229.391 | 280.0452 | 8.0247 | 67.2709 | 88.7978 | 578.2789 | 10.9562 | 8 |  | 150 | 1072.8439 | 152.9985 | 221.2574 | 273.0215 | 8.0247 | 67.2449 | 83.5238 | 576.3583 | 10.9562 | 83
| 151 | 1038.3147 | 149.3601 | 230.3014 | 274.8248 | 8.0247 | 66.7744 | 81.3199 | 482.1092 | 10.9562 | 104 |  | 151 | 1005.1025 | 146.0102 | 230.3153 | 274.6175 | 8.0247 | 65.8384 | 86.4277 | 558.2585 | 10.9562 | 84 |  | 151 | 1065.9643 | 155.7365 | 214.6335 | 270.0485 | 8.0247 | 67.4762 | 81.4951 | 527.9834 | 10.9562 | 87 |  | 151 | 1061.1895 | 167.2221 | 227.7916 | 279.7082 | 8.0247 | 67.2168 | 88.7461 | 579.209 | 10.9562 | 12 |  | 151 | 1066.4266 | 151.9075 | 220.0952 | 272.6849 | 8.0247 | 67.189 | 83.4686 | 576.4304 | 10.9562 | 87
| 152 | 1031.5149 | 148.444 | 229.5047 | 274.4782 | 8.0247 | 66.7187 | 81.2767 | 482.437 | 10.9562 | 107 |  | 152 | 998.3216 | 145.3942 | 229.4312 | 274.2705 | 8.0247 | 65.7829 | 86.3725 | 558.9472 | 10.9562 | 87 |  | 152 | 1059.274 | 154.6094 | 213.7805 | 269.7183 | 8.0247 | 67.421 | 81.4492 | 528.6105 | 10.9562 | 90 |  | 152 | 1054.3692 | 166.0809 | 226.9994 | 279.3712 | 8.0247 | 67.163 | 88.6966 | 580.1462 | 10.9562 | 17 |  | 152 | 1060.3126 | 150.4498 | 218.9963 | 272.3482 | 8.0247 | 67.1335 | 83.4157 | 576.5023 | 10.9562 | 90
| 153 | 1024.7747 | 147.4282 | 228.748 | 274.1317 | 8.0247 | 66.6636 | 81.2358 | 482.7632 | 10.9562 | 111 |  | 153 | 991.917 | 144.3245 | 228.6244 | 273.9235 | 8.0247 | 65.7279 | 86.32 | 559.6354 | 10.9562 | 91 |  | 153 | 1052.4442 | 153.5937 | 212.9555 | 269.3881 | 8.0247 | 67.3664 | 81.4054 | 529.2396 | 10.9562 | 94 |  | 153 | 1047.1933 | 165.2188 | 226.2836 | 279.0342 | 8.0247 | 67.1097 | 88.6496 | 581.0901 | 10.9562 | 21 |  | 153 | 1053.2585 | 149.8294 | 218.0002 | 272.0116 | 8.0247 | 67.0785 | 83.3653 | 576.5733 | 10.9562 | 94
| 154 | 1018.4323 | 146.3948 | 227.6112 | 273.7851 | 8.0247 | 66.609 | 81.1972 | 483.0872 | 10.9562 | 114 |  | 154 | 985.9359 | 142.9803 | 227.6688 | 273.5766 | 8.0247 | 65.6734 | 86.2703 | 560.3223 | 10.9562 | 94 |  | 154 | 1046.0784 | 152.5449 | 211.6996 | 269.0579 | 8.0247 | 67.3122 | 81.364 | 529.8701 | 10.9562 | 98 |  | 154 | 1040.7276 | 164.1251 | 225.0893 | 278.6972 | 8.0247 | 67.0568 | 88.605 | 582.0402 | 10.9562 | 26 |  | 154 | 1047.0705 | 148.8086 | 216.5384 | 271.675 | 8.0247 | 67.024 | 83.3173 | 576.6431 | 10.9562 | 98
| 155 | 1011.3552 | 145.7568 | 226.8382 | 273.4141 | 8.0247 | 66.5549 | 81.1611 | 483.4086 | 10.9562 | 117 |  | 155 | 979.2358 | 142.379 | 226.7041 | 273.2146 | 8.0247 | 65.6194 | 86.2234 | 561.0073 | 10.9562 | 98 |  | 155 | 1038.9194 | 151.7848 | 210.9783 | 268.6976 | 8.0247 | 67.2585 | 81.325 | 530.5018 | 10.9562 | 101 |  | 155 | 1033.8892 | 163.2112 | 224.1226 | 278.3254 | 8.0247 | 67.0043 | 88.563 | 582.9958 | 10.9562 | 30 |  | 155 | 1039.7026 | 148.2055 | 215.8637 | 271.3134 | 8.0247 | 66.97 | 83.2718 | 576.7111 | 10.9562 | 101
| 156 | 1004.7936 | 144.9501 | 225.6879 | 273.0734 | 8.0247 | 66.5014 | 81.1273 | 483.7269 | 10.9562 | 121 |  | 156 | 972.9357 | 141.5804 | 225.5327 | 272.8567 | 8.0247 | 65.566 | 86.1793 | 561.6896 | 10.9562 | 102 |  | 156 | 1031.5305 | 151.1117 | 210.3589 | 268.3782 | 8.0247 | 67.2053 | 81.2883 | 531.1339 | 10.9562 | 105 |  | 156 | 1026.594 | 162.47 | 223.3924 | 278.0012 | 8.0247 | 66.9523 | 88.5235 | 583.9565 | 10.9562 | 35 |  | 156 | 1032.5438 | 147.3428 | 215.2011 | 270.9903 | 8.0247 | 66.9165 | 83.229 | 576.7768 | 10.9562 | 105
| 157 | 998.876 | 143.8928 | 224.1376 | 272.7395 | 8.0247 | 66.4485 | 81.0961 | 484.0417 | 10.9562 | 124 |  | 157 | 967.2986 | 140.6189 | 223.8385 | 272.5215 | 8.0247 | 65.5131 | 86.1383 | 562.3686 | 10.9562 | 105 |  | 157 | 1025.2218 | 149.9683 | 209.1271 | 268.0614 | 8.0247 | 67.1526 | 81.2541 | 531.766 | 10.9562 | 109 |  | 157 | 1020.5914 | 161.2153 | 221.8832 | 277.677 | 8.0247 | 66.9008 | 88.4867 | 584.9217 | 10.9562 | 39 |  | 157 | 1026.3165 | 146.1275 | 213.9597 | 270.6671 | 8.0247 | 66.8635 | 83.1887 | 576.8397 | 10.9562 | 109
| 158 | 991.9004 | 142.9173 | 223.5518 | 272.4172 | 8.0247 | 66.3962 | 81.0675 | 484.3525 | 10.9562 | 127 |  | 158 | 960.6805 | 139.5965 | 223.1783 | 272.1941 | 8.0247 | 65.4608 | 86.1003 | 563.0434 | 10.9562 | 109 |  | 158 | 1017.999 | 149.0886 | 208.5386 | 267.7517 | 8.0247 | 67.1005 | 81.2225 | 532.3976 | 10.9562 | 112 |  | 158 | 1013.118 | 160.3232 | 221.4699 | 277.3651 | 8.0247 | 66.8497 | 88.4525 | 585.891 | 10.9562 | 44 |  | 158 | 1019.1153 | 145.2744 | 213.3224 | 270.3516 | 8.0247 | 66.8111 | 83.1512 | 576.8993 | 10.9562 | 112
| 159 | 984.6962 | 142.3306 | 222.7839 | 272.117 | 8.0247 | 66.3445 | 81.0414 | 484.6588 | 10.9562 | 131 |  | 159 | 953.8493 | 138.9188 | 222.3604 | 271.893 | 8.0247 | 65.4091 | 86.0654 | 563.7134 | 10.9562 | 112 |  | 159 | 1010.5699 | 148.6737 | 207.6654 | 267.4683 | 8.0247 | 67.049 | 81.1934 | 533.0283 | 10.9562 | 116 |  | 159 | 1005.6728 | 159.8532 | 220.5847 | 277.0748 | 8.0247 | 66.799 | 88.4211 | 586.8637 | 10.9562 | 48 |  | 159 | 1011.4226 | 144.7931 | 212.7796 | 270.0611 | 8.0247 | 66.7592 | 83.1164 | 576.9552 | 10.9562 | 116
| 160 | 976.975 | 141.7908 | 222.486 | 271.8167 | 8.0247 | 66.2934 | 81.0181 | 484.9601 | 10.9562 | 134 |  | 160 | 946.2185 | 138.5365 | 222.0468 | 271.5917 | 8.0247 | 65.358 | 86.0337 | 564.3778 | 10.9562 | 116 |  | 160 | 1003.2021 | 147.9697 | 207.0199 | 267.1848 | 8.0247 | 66.998 | 81.167 | 533.6574 | 10.9562 | 119 |  | 160 | 998.2253 | 159.1312 | 219.9536 | 276.7846 | 8.0247 | 66.7489 | 88.3925 | 587.8393 | 10.9562 | 53 |  | 160 | 1003.7092 | 144.4216 | 212.1478 | 269.7707 | 8.0247 | 66.7079 | 83.0845 | 577.0069 | 10.9562 | 119
| 161 | 969.6794 | 141.2954 | 221.7747 | 271.4597 | 8.0247 | 66.243 | 80.9975 | 485.256 | 10.9562 | 137 |  | 161 | 939.2385 | 137.9672 | 221.3231 | 271.2367 | 8.0247 | 65.3075 | 86.0053 | 565.036 | 10.9562 | 119 |  | 161 | 995.582 | 147.4754 | 206.4838 | 266.8346 | 8.0247 | 66.9476 | 81.1432 | 534.2846 | 10.9562 | 123 |  | 161 | 990.9746 | 158.3542 | 219.2436 | 276.4315 | 8.0247 | 66.6993 | 88.3667 | 588.8173 | 10.9562 | 57 |  | 161 | 996.3096 | 143.8307 | 211.475 | 269.4268 | 8.0247 | 66.6572 | 83.0554 | 577.0538 | 10.9562 | 123
| 162 | 963.1343 | 140.4803 | 220.664 | 271.0715 | 8.0247 | 66.1933 | 80.9796 | 485.546 | 10.9562 | 141 |  | 162 | 932.6358 | 137.1956 | 220.466 | 270.8401 | 8.0247 | 65.2577 | 85.9802 | 565.6871 | 10.9562 | 123 |  | 162 | 988.935 | 146.5095 | 205.4352 | 266.4955 | 8.0247 | 66.8979 | 81.1223 | 534.9092 | 10.9562 | 127 |  | 162 | 984.3092 | 157.2866 | 218.2453 | 276.0722 | 8.0247 | 66.6502 | 88.3438 | 589.7972 | 10.9562 | 62 |  | 162 | 989.456 | 142.8215 | 210.6822 | 269.0751 | 8.0247 | 66.6071 | 83.0294 | 577.0954 | 10.9562 | 127
| 163 | 956.1371 | 139.7155 | 219.8506 | 270.7877 | 8.0247 | 66.1442 | 80.9646 | 485.8297 | 10.9562 | 144 |  | 163 | 925.7559 | 136.6334 | 219.5668 | 270.5533 | 8.0247 | 65.2085 | 85.9585 | 566.3306 | 10.9562 | 127 |  | 163 | 981.1394 | 146.0844 | 204.9342 | 266.2165 | 8.0247 | 66.8487 | 81.1041 | 535.5309 | 10.9562 | 130 |  | 163 | 976.8241 | 156.7103 | 217.5021 | 275.786 | 8.0247 | 66.6016 | 88.3239 | 590.7784 | 10.9562 | 66 |  | 163 | 982.1884 | 142.1814 | 209.875 | 268.7829 | 8.0247 | 66.5577 | 83.0063 | 577.1313 | 10.9562 | 130
| 164 | 949.4078 | 138.8347 | 218.8704 | 270.5188 | 8.0247 | 66.0959 | 80.9525 | 486.1065 | 10.9562 | 147 |  | 164 | 919.2062 | 135.7227 | 218.6862 | 270.2664 | 8.0247 | 65.16 | 85.9403 | 566.9656 | 10.9562 | 130 |  | 164 | 974.6115 | 144.9752 | 203.8268 | 265.9601 | 8.0247 | 66.8002 | 81.0888 | 536.1491 | 10.9562 | 134 |  | 164 | 969.8874 | 155.8066 | 216.4869 | 275.5508 | 8.0247 | 66.5536 | 88.307 | 591.7604 | 10.9562 | 71 |  | 164 | 975.0624 | 141.4709 | 208.9671 | 268.5199 | 8.0247 | 66.5089 | 82.9863 | 577.161 | 10.9562 | 134
| 165 | 942.9391 | 137.7871 | 217.8479 | 270.1985 | 8.0247 | 66.0482 | 80.9434 | 486.376 | 10.9562 | 151 |  | 165 | 913.0594 | 134.6635 | 217.5854 | 269.9451 | 8.0247 | 65.1122 | 85.9256 | 567.5915 | 10.9562 | 134 |  | 165 | 967.7648 | 144.0926 | 202.8638 | 265.6518 | 8.0247 | 66.7524 | 81.0764 | 536.7633 | 10.9562 | 138 |  | 165 | 963.2561 | 154.6578 | 215.483 | 275.2442 | 8.0247 | 66.5062 | 88.2931 | 592.7426 | 10.9562 | 76 |  | 165 | 968.5244 | 140.4137 | 207.8713 | 268.2038 | 8.0247 | 66.4607 | 82.9695 | 577.184 | 10.9562 | 138
| 166 | 936.0891 | 137.1144 | 216.9542 | 269.7556 | 8.0247 | 66.0013 | 80.9372 | 486.6377 | 10.9562 | 154 |  | 166 | 905.8797 | 134.1472 | 217.0744 | 269.5242 | 8.0247 | 65.0651 | 85.9145 | 568.2075 | 10.9562 | 137 |  | 166 | 960.9782 | 143.1645 | 201.9981 | 265.2314 | 8.0247 | 66.7052 | 81.067 | 537.373 | 10.9562 | 141 |  | 166 | 956.2113 | 153.9507 | 214.5933 | 274.795 | 8.0247 | 66.4593 | 88.2823 | 593.7246 | 10.9562 | 80 |  | 166 | 961.4332 | 139.7673 | 207.0269 | 267.7786 | 8.0247 | 66.4132 | 82.9559 | 577.1997 | 10.9562 | 141
| 167 | 929.0363 | 136.3798 | 216.1263 | 269.5118 | 8.0247 | 65.9551 | 80.9342 | 486.8911 | 10.9562 | 158 |  | 167 | 899.6248 | 133.0714 | 216.0564 | 269.2449 | 8.0247 | 65.0187 | 85.9071 | 568.813 | 10.9562 | 141 |  | 167 | 953.8955 | 142.3281 | 201.1358 | 265.0121 | 8.0247 | 66.6587 | 81.0607 | 537.9776 | 10.9562 | 145 |  | 167 | 948.9029 | 153.0441 | 213.9309 | 274.5816 | 8.0247 | 66.413 | 88.2748 | 594.7058 | 10.9562 | 85 |  | 167 | 954.6724 | 138.5603 | 206.2156 | 267.5504 | 8.0247 | 66.3664 | 82.9456 | 577.2077 | 10.9562 | 145
| 168 | 922.3992 | 135.236 | 215.2232 | 269.3367 | 8.0247 | 65.9097 | 80.9342 | 487.1358 | 10.9562 | 161 |  | 168 | 892.699 | 132.398 | 215.1875 | 269.0849 | 8.0247 | 64.973 | 85.9035 | 569.4071 | 10.9562 | 144 |  | 168 | 946.8064 | 141.1639 | 200.5625 | 264.8379 | 8.0247 | 66.6129 | 81.0574 | 538.5769 | 10.9562 | 149 |  | 168 | 942.1948 | 151.6308 | 213.1515 | 274.3917 | 8.0247 | 66.3673 | 88.2704 | 595.6856 | 10.9562 | 89 |  | 168 | 947.804 | 137.541 | 205.2783 | 267.3683 | 8.0247 | 66.3203 | 82.9386 | 577.2076 | 10.9562 | 149
| 169 | 915.6011 | 134.163 | 214.5151 | 269.0568 | 8.0247 | 65.8651 | 80.9375 | 487.3714 | 10.9562 | 164 |  | 169 | 886.2199 | 131.0714 | 214.6461 | 268.804 | 8.0247 | 64.9281 | 85.9037 | 569.9892 | 10.9562 | 148 |  | 169 | 939.849 | 140.0022 | 199.9458 | 264.5731 | 8.0247 | 66.5678 | 81.0574 | 539.1701 | 10.9562 | 152 |  | 169 | 935.1487 | 150.6408 | 212.3675 | 274.1212 | 8.0247 | 66.3222 | 88.2693 | 596.6636 | 10.9562 | 94 |  | 169 | 940.7763 | 136.4748 | 204.6356 | 267.0976 | 8.0247 | 66.2749 | 82.935 | 577.1987 | 10.9562 | 152
| 170 | 908.6841 | 133.5067 | 213.6297 | 268.6562 | 8.0247 | 65.8213 | 80.944 | 487.5973 | 10.9562 | 168 |  | 170 | 879.5351 | 130.347 | 213.8439 | 268.3875 | 8.0247 | 64.8839 | 85.9077 | 570.5585 | 10.9562 | 152 |  | 170 | 932.8328 | 139.2973 | 199.0654 | 264.1738 | 8.0247 | 66.5234 | 81.0605 | 539.7568 | 10.9562 | 156 |  | 170 | 928.0757 | 149.8668 | 211.5145 | 273.7303 | 8.0247 | 66.2777 | 88.2716 | 597.6392 | 10.9562 | 98 |  | 170 | 933.6667 | 135.797 | 203.8071 | 266.7064 | 8.0247 | 66.2303 | 82.9348 | 577.1806 | 10.9562 | 156
| 171 | 901.6636 | 132.7621 | 212.815 | 268.3769 | 8.0247 | 65.7783 | 80.9537 | 487.813 | 10.9562 | 171 |  | 171 | 872.799 | 129.6296 | 212.9631 | 268.0938 | 8.0247 | 64.8406 | 85.9158 | 571.1144 | 10.9562 | 155 |  | 171 | 925.8316 | 138.4469 | 198.1511 | 263.9391 | 8.0247 | 66.4797 | 81.0669 | 540.3365 | 10.9562 | 160 |  | 171 | 920.8169 | 148.9678 | 210.8052 | 273.5066 | 8.0247 | 66.2338 | 88.2773 | 598.6118 | 10.9562 | 103 |  | 171 | 926.5604 | 134.9701 | 202.9911 | 266.4483 | 8.0247 | 66.1864 | 82.9382 | 577.1528 | 10.9562 | 160
| 172 | 894.2908 | 132.2564 | 212.0229 | 268.1883 | 8.0247 | 65.7361 | 80.9668 | 488.0181 | 10.9562 | 174 |  | 172 | 865.7819 | 129.0817 | 212.0892 | 267.9046 | 8.0247 | 64.798 | 85.9279 | 571.6561 | 10.9562 | 159 |  | 172 | 918.3053 | 137.8254 | 197.4774 | 263.7599 | 8.0247 | 66.4369 | 81.0766 | 540.9087 | 10.9562 | 163 |  | 172 | 913.3402 | 148.3072 | 210.0634 | 273.2951 | 8.0247 | 66.1906 | 88.2863 | 599.5809 | 10.9562 | 107 |  | 172 | 919.1436 | 134.2604 | 202.2897 | 266.2691 | 8.0247 | 66.1433 | 82.9452 | 577.1148 | 10.9562 | 163
| 173 | 886.6622 | 131.8996 | 211.4095 | 267.928 | 8.0247 | 65.6948 | 80.9834 | 488.2122 | 10.9562 | 178 |  | 173 | 858.832 | 128.7121 | 211.0062 | 267.6791 | 8.0247 | 64.7562 | 85.9441 | 572.1829 | 10.9562 | 162 |  | 173 | 910.1349 | 137.5908 | 197.1369 | 263.5047 | 8.0247 | 66.3948 | 81.0897 | 541.473 | 10.9562 | 167 |  | 173 | 905.4947 | 147.9219 | 209.4635 | 273.035 | 8.0247 | 66.1481 | 88.2989 | 600.5461 | 10.9562 | 112 |  | 173 | 911.1056 | 133.8303 | 202.0068 | 266.0128 | 8.0247 | 66.101 | 82.9558 | 577.0662 | 10.9562 | 167
| 174 | 879.0505 | 131.5192 | 210.8118 | 267.6586 | 8.0247 | 65.6544 | 81.0033 | 488.3947 | 10.9562 | 181 |  | 174 | 851.2168 | 128.4158 | 210.5586 | 267.4103 | 8.0247 | 64.7153 | 85.9645 | 572.6941 | 10.9562 | 166 |  | 174 | 902.2233 | 137.2589 | 196.6349 | 263.2495 | 8.0247 | 66.3534 | 81.1063 | 542.0287 | 10.9562 | 170 |  | 174 | 897.6827 | 147.6314 | 208.7354 | 272.7749 | 8.0247 | 66.1062 | 88.3151 | 601.5067 | 10.9562 | 116 |  | 174 | 903.4844 | 133.5674 | 201.1446 | 265.752 | 8.0247 | 66.0594 | 82.9701 | 577.0063 | 10.9562 | 170
| 175 | 870.7692 | 131.417 | 210.7112 | 267.3891 | 8.0247 | 65.6148 | 81.0268 | 488.5652 | 10.9562 | 184 |  | 175 | 843.2128 | 128.3153 | 210.3038 | 267.1415 | 8.0247 | 64.6752 | 85.9892 | 573.189 | 10.9562 | 169 |  | 175 | 894.2069 | 137.04 | 196.2886 | 262.9944 | 8.0247 | 66.3129 | 81.1263 | 542.5754 | 10.9562 | 174 |  | 175 | 889.3442 | 147.4278 | 208.6351 | 272.5358 | 8.0247 | 66.065 | 88.3348 | 602.4622 | 10.9562 | 121 |  | 175 | 895.096 | 133.4914 | 201.0167 | 265.4912 | 8.0247 | 66.0187 | 82.9882 | 576.9348 | 10.9562 | 174
| 176 | 863.758 | 131.0281 | 210.1662 | 267.1626 | 8.0247 | 65.5762 | 81.0539 | 488.7232 | 10.9562 | 188 |  | 176 | 836.1759 | 127.9596 | 209.9562 | 266.9076 | 8.0247 | 64.636 | 86.0182 | 573.6667 | 10.9562 | 173 |  | 176 | 886.5777 | 136.8664 | 196.0056 | 262.7768 | 8.0247 | 66.2732 | 81.15 | 543.1127 | 10.9562 | 178 |  | 176 | 881.8983 | 147.2515 | 208.1041 | 272.3191 | 8.0247 | 66.0245 | 88.3582 | 603.4121 | 10.9562 | 125 |  | 176 | 887.6178 | 133.3658 | 200.5338 | 265.2705 | 8.0247 | 65.9788 | 83.0102 | 576.8512 | 10.9562 | 178
| 177 | 856.842 | 130.7712 | 209.4027 | 266.9276 | 8.0247 | 65.5384 | 81.0846 | 488.8682 | 10.9562 | 191 |  | 177 | 829.4477 | 127.5591 | 209.3474 | 266.6756 | 8.0247 | 64.5977 | 86.0515 | 574.1267 | 10.9562 | 176 |  | 177 | 879.7061 | 136.4958 | 195.1741 | 262.547 | 8.0247 | 66.2343 | 81.1772 | 543.6399 | 10.9562 | 181 |  | 177 | 874.9409 | 146.8425 | 207.3353 | 272.0844 | 8.0247 | 65.9847 | 88.3853 | 604.3559 | 10.9562 | 130 |  | 177 | 880.7811 | 132.8806 | 199.78 | 265.0387 | 8.0247 | 65.9398 | 83.0361 | 576.7549 | 10.9562 | 181
| 178 | 850.0763 | 130.1001 | 208.9359 | 266.6595 | 8.0247 | 65.5016 | 81.119 | 488.9999 | 10.9562 | 194 |  | 178 | 822.751 | 127.1234 | 208.7754 | 266.4105 | 8.0247 | 64.5602 | 86.0894 | 574.5682 | 10.9562 | 180 |  | 178 | 872.8429 | 135.7727 | 194.7118 | 262.292 | 8.0247 | 66.1963 | 81.2081 | 544.1567 | 10.9562 | 185 |  | 178 | 867.839 | 146.231 | 206.9392 | 271.8241 | 8.0247 | 65.9456 | 88.4162 | 605.293 | 10.9562 | 135 |  | 178 | 873.7678 | 132.3475 | 199.2794 | 264.7783 | 8.0247 | 65.9016 | 83.0659 | 576.6454 | 10.9562 | 185
| 179 | 843.818 | 129.0878 | 208.2899 | 266.4046 | 8.0247 | 65.4658 | 81.1571 | 489.1176 | 10.9562 | 197 |  | 179 | 816.2056 | 126.4896 | 208.2462 | 266.1492 | 8.0247 | 64.5237 | 86.1318 | 574.9905 | 10.9562 | 183 |  | 179 | 866.4548 | 134.6296 | 194.172 | 262.0596 | 8.0247 | 66.1591 | 81.2428 | 544.6624 | 10.9562 | 189 |  | 179 | 861.7193 | 144.8747 | 206.2844 | 271.5851 | 8.0247 | 65.9073 | 88.4509 | 606.223 | 10.9562 | 139 |  | 179 | 867.1237 | 131.5637 | 198.6356 | 264.5425 | 8.0247 | 65.8643 | 83.0997 | 576.5223 | 10.9562 | 189
| 180 | 836.9593 | 128.3545 | 207.9389 | 266.176 | 8.0247 | 65.4309 | 81.199 | 489.2209 | 10.9562 | 201 |  | 180 | 810.335 | 125.2201 | 207.642 | 265.924 | 8.0247 | 64.4881 | 86.1788 | 575.3929 | 10.9562 | 187 |  | 180 | 859.7085 | 133.9179 | 193.5435 | 261.8426 | 8.0247 | 66.1228 | 81.2812 | 545.1567 | 10.9562 | 192 |  | 180 | 854.4012 | 144.2713 | 206.0564 | 271.3647 | 8.0247 | 65.8697 | 88.4895 | 607.1451 | 10.9562 | 144 |  | 180 | 860.0446 | 130.7956 | 198.3963 | 264.3215 | 8.0247 | 65.8279 | 83.1377 | 576.385 | 10.9562 | 192
| 181 | 832.1314 | 126.3926 | 206.7806 | 265.9526 | 8.0247 | 65.397 | 81.2448 | 489.3094 | 10.9562 | 204 |  | 181 | 805.002 | 123.6364 | 206.8083 | 265.7049 | 8.0247 | 64.4534 | 86.2304 | 575.7746 | 10.9562 | 191 |  | 181 | 854.0812 | 132.1913 | 192.8064 | 261.6301 | 8.0247 | 66.0874 | 81.3235 | 545.6389 | 10.9562 | 196 |  | 181 | 849.3779 | 142.2387 | 204.9587 | 271.1483 | 8.0247 | 65.8329 | 88.532 | 608.059 | 10.9562 | 148 |  | 181 | 854.654 | 129.0152 | 197.477 | 264.1043 | 8.0247 | 65.7924 | 83.1798 | 576.2331 | 10.9562 | 196
| 182 | 826.0023 | 125.1058 | 206.2483 | 265.7291 | 8.0247 | 65.3641 | 81.2945 | 489.3826 | 10.9562 | 207 |  | 182 | 799.6747 | 121.9989 | 206.0227 | 265.4858 | 8.0247 | 64.4197 | 86.2869 | 576.1349 | 10.9562 | 194 |  | 182 | 848.2287 | 130.6433 | 192.1159 | 261.4176 | 8.0247 | 66.0529 | 81.3696 | 546.1087 | 10.9562 | 199 |  | 182 | 843.3895 | 140.79 | 204.2636 | 270.9107 | 8.0247 | 65.7968 | 88.5785 | 608.9641 | 10.9562 | 153 |  | 182 | 848.7531 | 127.847 | 196.4558 | 263.8871 | 8.0247 | 65.7578 | 83.2261 | 576.0661 | 10.9562 | 199
| 183 | 819.111 | 124.5491 | 205.7701 | 265.4838 | 8.0247 | 65.3323 | 81.3481 | 489.44 | 10.9562 | 211 |  | 183 | 793.3341 | 121.3587 | 205.2592 | 265.2606 | 8.0247 | 64.387 | 86.3481 | 576.4731 | 10.9562 | 198 |  | 183 | 841.182 | 130.0877 | 191.6459 | 261.1863 | 8.0247 | 66.0193 | 81.4198 | 546.5654 | 10.9562 | 203 |  | 183 | 836.6488 | 139.9913 | 203.6752 | 270.6688 | 8.0247 | 65.7615 | 88.629 | 609.8599 | 10.9562 | 157 |  | 183 | 841.574 | 127.2025 | 196.2022 | 263.657 | 8.0247 | 65.7241 | 83.2766 | 575.8835 | 10.9562 | 203
| 184 | 812.6045 | 123.9302 | 204.9725 | 265.2352 | 8.0247 | 65.3014 | 81.4057 | 489.4813 | 10.9562 | 214 |  | 184 | 786.7754 | 120.7859 | 204.6665 | 265.0152 | 8.0247 | 64.3552 | 86.4143 | 576.7887 | 10.9562 | 201 |  | 184 | 834.4069 | 129.562 | 190.8807 | 260.9489 | 8.0247 | 65.9867 | 81.4739 | 547.0088 | 10.9562 | 207 |  | 184 | 829.9532 | 139.3319 | 202.9022 | 270.4269 | 8.0247 | 65.727 | 88.6836 | 610.7458 | 10.9562 | 162 |  | 184 | 835.1604 | 126.0994 | 195.6535 | 263.4149 | 8.0247 | 65.6914 | 83.3316 | 575.6849 | 10.9562 | 207
| 185 | 806.1451 | 123.2948 | 204.1444 | 264.9865 | 8.0247 | 65.2716 | 81.4673 | 489.5067 | 10.9562 | 217 |  | 185 | 780.594 | 120.1141 | 203.7956 | 264.7698 | 8.0247 | 64.3244 | 86.4852 | 577.0818 | 10.9562 | 205 |  | 185 | 828.01 | 128.7342 | 190.0393 | 260.7114 | 8.0247 | 65.955 | 81.532 | 547.4389 | 10.9562 | 210 |  | 185 | 823.8896 | 138.0637 | 202.1059 | 270.185 | 8.0247 | 65.6933 | 88.7423 | 611.6219 | 10.9562 | 166 |  | 185 | 828.7616 | 125.3244 | 194.762 | 263.1727 | 8.0247 | 65.6597 | 83.3907 | 575.4705 | 10.9562 | 210
| 186 | 799.3 | 122.7261 | 203.6353 | 264.7379 | 8.0247 | 65.2428 | 81.5327 | 489.5165 | 10.9562 | 220 |  | 186 | 774.3037 | 119.462 | 203.0138 | 264.5244 | 8.0247 | 64.2946 | 86.5608 | 577.353 | 10.9562 | 208 |  | 186 | 821.1538 | 128.105 | 189.4587 | 260.4739 | 8.0247 | 65.9241 | 81.5939 | 547.8559 | 10.9562 | 214 |  | 186 | 816.8496 | 137.5218 | 201.5612 | 269.9418 | 8.0247 | 65.6604 | 88.8048 | 612.4882 | 10.9562 | 171 |  | 186 | 821.6793 | 124.7955 | 194.3094 | 262.9292 | 8.0247 | 65.6289 | 83.454 | 575.2409 | 10.9562 | 214
| 187 | 792.8878 | 121.8067 | 203.0752 | 264.458 | 8.0247 | 65.215 | 81.6019 | 489.5112 | 10.9562 | 224 |  | 187 | 767.4978 | 118.9429 | 202.6587 | 264.2349 | 8.0247 | 64.2657 | 86.6409 | 577.6025 | 10.9562 | 212 |  | 187 | 814.4294 | 127.2946 | 188.9714 | 260.1924 | 8.0247 | 65.8942 | 81.6595 | 548.2601 | 10.9562 | 217 |  | 187 | 810.1426 | 136.7949 | 200.9048 | 269.6622 | 8.0247 | 65.6282 | 88.8711 | 613.3447 | 10.9562 | 175 |  | 187 | 814.8236 | 124.2243 | 193.7061 | 262.6519 | 8.0247 | 65.599 | 83.5214 | 574.9964 | 10.9562 | 217
| 188 | 786.9296 | 121.0129 | 201.9643 | 264.1494 | 8.0247 | 65.1882 | 81.6747 | 489.4911 | 10.9562 | 227 |  | 188 | 761.2957 | 118.2471 | 201.8945 | 263.9275 | 8.0247 | 64.2378 | 86.7256 | 577.8308 | 10.9562 | 215 |  | 188 | 808.2529 | 126.4401 | 187.9953 | 259.8961 | 8.0247 | 65.8652 | 81.7288 | 548.6516 | 10.9562 | 221 |  | 188 | 804.1231 | 135.7933 | 199.8457 | 269.3725 | 8.0247 | 65.5968 | 88.9412 | 614.1915 | 10.9562 | 180 |  | 188 | 808.457 | 123.4604 | 192.8262 | 262.3549 | 8.0247 | 65.57 | 83.5927 | 574.7373 | 10.9562 | 221
| 189 | 780.6474 | 120.0107 | 201.3359 | 263.8906 | 8.0247 | 65.1623 | 81.751 | 489.4566 | 10.9562 | 230 |  | 189 | 755.1895 | 117.1645 | 201.367 | 263.6742 | 8.0247 | 64.2107 | 86.8145 | 578.0384 | 10.9562 | 219 |  | 189 | 801.9028 | 125.3683 | 187.3615 | 259.6483 | 8.0247 | 65.837 | 81.8017 | 549.0308 | 10.9562 | 224 |  | 189 | 797.647 | 134.7543 | 199.2432 | 269.1203 | 8.0247 | 65.5662 | 89.015 | 615.0285 | 10.9562 | 184 |  | 189 | 801.905 | 122.4443 | 192.338 | 262.1036 | 8.0247 | 65.5419 | 83.6679 | 574.4641 | 10.9562 | 224
| 190 | 774.3014 | 119.2094 | 200.5366 | 263.6656 | 8.0247 | 65.1373 | 81.8309 | 489.4079 | 10.9562 | 233 |  | 190 | 749.2154 | 116.5424 | 200.2419 | 263.426 | 8.0247 | 64.1846 | 86.9077 | 578.2255 | 10.9562 | 222 |  | 190 | 795.8177 | 124.2859 | 186.4465 | 259.4273 | 8.0247 | 65.8096 | 81.8781 | 549.3977 | 10.9562 | 228 |  | 190 | 791.4033 | 133.6862 | 198.4019 | 268.9035 | 8.0247 | 65.5362 | 89.0922 | 615.8557 | 10.9562 | 189 |  | 190 | 795.9081 | 121.3444 | 191.3495 | 261.8814 | 8.0247 | 65.5146 | 83.7469 | 574.1773 | 10.9562 | 228
| 191 | 768.8042 | 118.1799 | 199.1151 | 263.4422 | 8.0247 | 65.1133 | 81.9141 | 489.3456 | 10.9562 | 237 |  | 191 | 743.3723 | 115.5006 | 199.3828 | 263.2004 | 8.0247 | 64.1593 | 87.0051 | 578.3926 | 10.9562 | 225 |  | 191 | 789.6397 | 123.2616 | 185.5599 | 259.2127 | 8.0247 | 65.7832 | 81.9578 | 549.7526 | 10.9562 | 231 |  | 191 | 785.7219 | 132.4244 | 197.1909 | 268.6878 | 8.0247 | 65.507 | 89.173 | 616.6733 | 10.9562 | 193 |  | 191 | 789.9049 | 120.3006 | 190.3041 | 261.6664 | 8.0247 | 65.4882 | 83.8295 | 573.8771 | 10.9562 | 231
| 192 | 762.6609 | 117.2673 | 198.2531 | 263.1886 | 8.0247 | 65.0902 | 82.0006 | 489.2699 | 10.9562 | 240 |  | 192 | 737.4704 | 114.8821 | 198.1803 | 262.9539 | 8.0247 | 64.135 | 87.1065 | 578.54 | 10.9562 | 229 |  | 192 | 783.0499 | 122.5304 | 184.8227 | 258.9674 | 8.0247 | 65.7575 | 82.0409 | 550.0957 | 10.9562 | 235 |  | 192 | 779.311 | 131.7172 | 196.1886 | 268.4384 | 8.0247 | 65.4785 | 89.2571 | 617.4812 | 10.9562 | 198 |  | 192 | 784.0474 | 119.3161 | 189.0872 | 261.4179 | 8.0247 | 65.4627 | 83.9158 | 573.564 | 10.9562 | 235
| 193 | 756.7473 | 116.0055 | 197.4879 | 262.9576 | 8.0247 | 65.068 | 82.0903 | 489.1812 | 10.9562 | 243 |  | 193 | 731.7578 | 113.5131 | 197.5205 | 262.7256 | 8.0247 | 64.1114 | 87.2117 | 578.6683 | 10.9562 | 232 |  | 193 | 777.2744 | 120.9962 | 184.0459 | 258.7504 | 8.0247 | 65.7327 | 82.1271 | 550.4272 | 10.9562 | 238 |  | 193 | 773.791 | 129.9085 | 195.3659 | 268.22 | 8.0247 | 65.4508 | 89.3445 | 618.2794 | 10.9562 | 202 |  | 193 | 777.5567 | 118.2115 | 188.5954 | 261.1975 | 8.0247 | 65.438 | 84.0055 | 573.2385 | 10.9562 | 238
| 194 | 750.1064 | 115.2288 | 196.9436 | 262.748 | 8.0247 | 65.0466 | 82.1831 | 489.0799 | 10.9562 | 246 |  | 194 | 725.8373 | 112.4885 | 196.7005 | 262.5213 | 8.0247 | 64.0888 | 87.3208 | 578.7778 | 10.9562 | 236 |  | 194 | 770.593 | 120.2955 | 183.3219 | 258.553 | 8.0247 | 65.7086 | 82.2165 | 550.7475 | 10.9562 | 242 |  | 194 | 766.8809 | 129.2736 | 194.7429 | 268.018 | 8.0247 | 65.4237 | 89.4352 | 619.0681 | 10.9562 | 206 |  | 194 | 770.8279 | 117.5473 | 187.8822 | 260.9963 | 8.0247 | 65.4141 | 84.0986 | 572.9008 | 10.9562 | 242
| 195 | 743.5214 | 114.518 | 196.2775 | 262.5383 | 8.0247 | 65.0261 | 82.279 | 488.9664 | 10.9562 | 249 |  | 195 | 719.4823 | 111.8052 | 195.9735 | 262.3169 | 8.0247 | 64.0669 | 87.4336 | 578.8689 | 10.9562 | 239 |  | 195 | 763.7588 | 119.4625 | 182.8831 | 258.3556 | 8.0247 | 65.6853 | 82.3089 | 551.0565 | 10.9562 | 245 |  | 195 | 759.9081 | 128.5431 | 194.2783 | 267.816 | 8.0247 | 65.3973 | 89.5289 | 619.8471 | 10.9562 | 211 |  | 195 | 764.348 | 116.3689 | 187.4341 | 260.7952 | 8.0247 | 65.391 | 84.195 | 572.5515 | 10.9562 | 245
| 196 | 737.4401 | 113.5478 | 195.367 | 262.3287 | 8.0247 | 65.0098 | 82.3777 | 488.8409 | 10.9562 | 253 |  | 196 | 713.3296 | 110.8364 | 195.3299 | 262.1125 | 8.0247 | 64.0459 | 87.55 | 578.9419 | 10.9562 | 243 |  | 196 | 757.6466 | 118.3733 | 181.9785 | 258.1581 | 8.0247 | 65.6628 | 82.4042 | 551.3547 | 10.9562 | 249 |  | 196 | 753.7925 | 127.4766 | 193.2925 | 267.614 | 8.0247 | 65.3715 | 89.6256 | 620.6166 | 10.9562 | 215 |  | 196 | 758.1499 | 115.3777 | 186.5172 | 260.594 | 8.0247 | 65.3687 | 84.2947 | 572.1908 | 10.9562 | 249
| 197 | 731.1766 | 112.4582 | 194.7582 | 262.119 | 8.0247 | 64.995 | 82.4793 | 488.7039 | 10.9562 | 256 |  | 197 | 707.095 | 109.9212 | 194.7144 | 261.9082 | 8.0247 | 64.0256 | 87.6699 | 578.9974 | 10.9562 | 246 |  | 197 | 751.2269 | 117.4008 | 181.2646 | 257.9607 | 8.0247 | 65.6411 | 82.5024 | 551.6421 | 10.9562 | 252 |  | 197 | 747.4869 | 126.355 | 192.5519 | 267.4121 | 8.0247 | 65.3464 | 89.7253 | 621.3765 | 10.9562 | 220 |  | 197 | 751.2202 | 114.7171 | 186.0011 | 260.3929 | 8.0247 | 65.3472 | 84.3974 | 571.8193 | 10.9562 | 252
| 198 | 724.2994 | 112.062 | 194.0697 | 261.9094 | 8.0247 | 64.9808 | 82.5836 | 488.5557 | 10.9562 | 259 |  | 198 | 701.1855 | 109.0691 | 193.7109 | 261.7038 | 8.0247 | 64.0061 | 87.7931 | 579.0356 | 10.9562 | 249 |  | 198 | 744.05 | 117.0152 | 180.721 | 257.7632 | 8.0247 | 65.6216 | 82.6034 | 551.9191 | 10.9562 | 256 |  | 198 | 740.1979 | 125.9026 | 192.1253 | 267.2101 | 8.0247 | 65.322 | 89.8278 | 622.1269 | 10.9562 | 224 |  | 198 | 744.3805 | 114.2704 | 185.1813 | 260.1917 | 8.0247 | 65.3265 | 84.5032 | 571.4373 | 10.9562 | 256
| 199 | 717.5872 | 111.5399 | 193.3421 | 261.6997 | 8.0247 | 64.9671 | 82.6906 | 488.3967 | 10.9562 | 262 |  | 199 | 694.6112 | 108.674 | 192.9151 | 261.4994 | 8.0247 | 63.9875 | 87.9196 | 579.0571 | 10.9562 | 253 |  | 199 | 736.6835 | 116.6885 | 180.3081 | 257.5658 | 8.0247 | 65.6048 | 82.707 | 552.1858 | 10.9562 | 259 |  | 199 | 732.8755 | 125.5313 | 191.6512 | 267.0081 | 8.0247 | 65.2982 | 89.933 | 622.8678 | 10.9562 | 229 |  | 199 | 737.3795 | 113.7049 | 184.6414 | 259.9906 | 8.0247 | 65.3065 | 84.6119 | 571.0452 | 10.9562 | 259
| 200 | 710.9146 | 110.8138 | 192.7789 | 261.4901 | 8.0247 | 64.9541 | 82.8002 | 488.2273 | 10.9562 | 265 |  | 200 | 687.6489 | 108.2418 | 192.5444 | 261.2951 | 8.0247 | 63.9695 | 88.0492 | 579.0621 | 10.9562 | 256 |  | 200 | 730.1279 | 115.8173 | 179.629 | 257.3683 | 8.0247 | 65.5887 | 82.8132 | 552.4424 | 10.9562 | 263 |  | 200 | 726.2069 | 124.7026 | 190.9805 | 266.8061 | 8.0247 | 65.2751 | 90.0409 | 623.5993 | 10.9562 | 233 |  | 200 | 730.2015 | 113.2967 | 184.1213 | 259.7894 | 8.0247 | 65.2872 | 84.7234 | 570.6434 | 10.9562 | 263
| 201 | 704.4404 | 110.1413 | 191.9637 | 261.2804 | 8.0247 | 64.9415 | 82.9122 | 488.0478 | 10.9562 | 268 |  | 201 | 681.1753 | 107.4679 | 192.0268 | 261.0907 | 8.0247 | 63.9554 | 88.1819 | 579.0511 | 10.9562 | 260 |  | 201 | 723.3211 | 115.12 | 179.027 | 257.1709 | 8.0247 | 65.573 | 82.9218 | 552.6892 | 10.9562 | 266 |  | 201 | 719.8727 | 123.7075 | 190.142 | 266.6042 | 8.0247 | 65.2525 | 90.1514 | 624.3213 | 10.9562 | 237 |  | 201 | 723.7821 | 112.3292 | 183.4019 | 259.5883 | 8.0247 | 65.2687 | 84.8376 | 570.2324 | 10.9562 | 266
| 202 | 697.2766 | 109.685 | 191.6218 | 261.0708 | 8.0247 | 64.9296 | 83.0265 | 487.8585 | 10.9562 | 271 |  | 202 | 674.2131 | 107.0979 | 191.5938 | 260.8863 | 8.0247 | 63.9421 | 88.3175 | 579.0246 | 10.9562 | 263 |  | 202 | 716.252 | 114.5465 | 178.5635 | 256.9735 | 8.0247 | 65.5578 | 83.0329 | 552.9263 | 10.9562 | 270 |  | 202 | 712.7359 | 123.0582 | 189.7603 | 266.4022 | 8.0247 | 65.2306 | 90.2644 | 625.0338 | 10.9562 | 242 |  | 202 | 716.784 | 111.7488 | 182.8741 | 259.3871 | 8.0247 | 65.2508 | 84.9545 | 569.8125 | 10.9562 | 270
| 203 | 690.2547 | 109.1489 | 191.2179 | 260.8611 | 8.0247 | 64.9181 | 83.1432 | 487.6599 | 10.9562 | 275 |  | 203 | 668.0341 | 106.4277 | 190.6778 | 260.682 | 8.0247 | 63.9293 | 88.4559 | 578.9828 | 10.9562 | 266 |  | 203 | 709.1536 | 113.9605 | 178.1419 | 256.776 | 8.0247 | 65.5431 | 83.1463 | 553.154 | 10.9562 | 273 |  | 203 | 705.6709 | 122.3085 | 189.407 | 266.2002 | 8.0247 | 65.2093 | 90.3797 | 625.737 | 10.9562 | 246 |  | 203 | 709.9494 | 110.9699 | 182.3813 | 259.186 | 8.0247 | 65.2345 | 85.0739 | 569.3841 | 10.9562 | 273
| 204 | 684.0748 | 108.3873 | 190.2805 | 260.5684 | 8.0247 | 64.9072 | 83.2621 | 487.4523 | 10.9562 | 278 |  | 204 | 661.3818 | 105.8042 | 190.2542 | 260.4119 | 8.0247 | 63.9171 | 88.5971 | 578.9263 | 10.9562 | 270 |  | 204 | 702.5368 | 113.2576 | 177.468 | 256.466 | 8.0247 | 65.529 | 83.2619 | 553.3726 | 10.9562 | 276 |  | 204 | 699.2056 | 121.7063 | 188.4263 | 265.8786 | 8.0247 | 65.1886 | 90.4974 | 626.4309 | 10.9562 | 250 |  | 204 | 703.149 | 110.3731 | 181.763 | 258.8939 | 8.0247 | 65.2212 | 85.1958 | 568.9476 | 10.9562 | 276
| 205 | 677.3373 | 107.6178 | 189.864 | 260.3204 | 8.0247 | 64.8968 | 83.383 | 487.2361 | 10.9562 | 281 |  | 205 | 655.134 | 105.0485 | 189.5736 | 260.1264 | 8.0247 | 63.9053 | 88.7408 | 578.8553 | 10.9562 | 273 |  | 205 | 695.8038 | 112.4483 | 176.951 | 256.2218 | 8.0247 | 65.5152 | 83.3796 | 553.5821 | 10.9562 | 280 |  | 205 | 692.5383 | 120.8369 | 187.8131 | 265.6586 | 8.0247 | 65.1684 | 90.6172 | 627.1154 | 10.9562 | 255 |  | 205 | 696.2645 | 109.6014 | 181.3539 | 258.6519 | 8.0247 | 65.2084 | 85.32 | 568.5035 | 10.9562 | 280
| 206 | 670.4902 | 107.0892 | 189.2597 | 260.1289 | 8.0247 | 64.8869 | 83.506 | 487.0116 | 10.9562 | 284 |  | 206 | 648.3991 | 104.6248 | 188.9524 | 259.9366 | 8.0247 | 63.8941 | 88.8871 | 578.7703 | 10.9562 | 276 |  | 206 | 689.1423 | 111.7583 | 176.1808 | 256.04 | 8.0247 | 65.502 | 83.4994 | 553.7829 | 10.9562 | 283 |  | 206 | 685.4892 | 120.3065 | 187.2071 | 265.4742 | 8.0247 | 65.1506 | 90.7392 | 627.7906 | 10.9562 | 259 |  | 206 | 689.5394 | 108.9355 | 180.6226 | 258.4667 | 8.0247 | 65.1961 | 85.4465 | 568.0521 | 10.9562 | 283
| 207 | 664.1371 | 106.2828 | 188.4391 | 259.9374 | 8.0247 | 64.8775 | 83.6309 | 486.7792 | 10.9562 | 287 |  | 207 | 642.1249 | 103.7297 | 188.3419 | 259.7468 | 8.0247 | 63.8834 | 89.0357 | 578.6718 | 10.9562 | 279 |  | 207 | 682.3827 | 111.0662 | 175.5109 | 255.8581 | 8.0247 | 65.4892 | 83.6211 | 553.9751 | 10.9562 | 286 |  | 207 | 678.8353 | 119.4035 | 186.5786 | 265.2897 | 8.0247 | 65.1344 | 90.8632 | 628.4564 | 10.9562 | 263 |  | 207 | 682.8575 | 108.1171 | 180.0006 | 258.2815 | 8.0247 | 65.1843 | 85.5752 | 567.5938 | 10.9562 | 286
| 208 | 658.4371 | 105.0992 | 187.4408 | 259.6477 | 8.0247 | 64.8686 | 83.7576 | 486.5392 | 10.9562 | 290 |  | 208 | 636.2033 | 102.9084 | 187.3864 | 259.4757 | 8.0247 | 63.8731 | 89.1866 | 578.56 | 10.9562 | 283 |  | 208 | 676.1125 | 109.9705 | 174.8816 | 255.5498 | 8.0247 | 65.4768 | 83.7447 | 554.159 | 10.9562 | 290 |  | 208 | 672.7329 | 118.155 | 185.8623 | 264.9871 | 8.0247 | 65.1186 | 90.9891 | 629.1131 | 10.9562 | 268 |  | 208 | 676.3971 | 107.2052 | 179.3722 | 257.9748 | 8.0247 | 65.1729 | 85.7059 | 567.1291 | 10.9562 | 290
| 209 | 651.6624 | 104.2941 | 187.0896 | 259.4071 | 8.0247 | 64.8601 | 83.886 | 486.2921 | 10.9562 | 293 |  | 209 | 630.3023 | 101.7745 | 186.7147 | 259.2127 | 8.0247 | 63.8633 | 89.3397 | 578.4355 | 10.9562 | 286 |  | 209 | 669.7265 | 108.9782 | 174.1629 | 255.3434 | 8.0247 | 65.4649 | 83.87 | 554.3347 | 10.9562 | 293 |  | 209 | 666.3767 | 117.2879 | 184.9356 | 264.7672 | 8.0247 | 65.1032 | 91.1169 | 629.7605 | 10.9562 | 272 |  | 209 | 669.7415 | 106.5491 | 178.5787 | 257.7725 | 8.0247 | 65.162 | 85.8386 | 566.6584 | 10.9562 | 293
| 210 | 645.601 | 103.6326 | 185.9954 | 259.0527 | 8.0247 | 64.852 | 84.0161 | 486.0382 | 10.9562 | 296 |  | 210 | 624.3473 | 100.9426 | 185.838 | 258.9068 | 8.0247 | 63.8539 | 89.4949 | 578.2986 | 10.9562 | 289 |  | 210 | 663.417 | 108.4071 | 173.139 | 254.9443 | 8.0247 | 65.4534 | 83.997 | 554.5025 | 10.9562 | 296 |  | 210 | 659.9059 | 116.4539 | 184.2374 | 264.4005 | 8.0247 | 65.0882 | 91.2465 | 630.3986 | 10.9562 | 276 |  | 210 | 663.2699 | 105.7975 | 177.8843 | 257.3826 | 8.0247 | 65.1515 | 85.9732 | 566.1819 | 10.9562 | 296
| 211 | 639.5085 | 102.9265 | 185.1296 | 258.5455 | 8.0247 | 64.8445 | 84.1477 | 485.7778 | 10.9562 | 299 |  | 211 | 618.8071 | 100.2088 | 184.6643 | 258.385 | 8.0247 | 63.845 | 89.652 | 578.1496 | 10.9562 | 292 |  | 211 | 657.1387 | 107.613 | 172.4147 | 254.4375 | 8.0247 | 65.4423 | 84.1256 | 554.6627 | 10.9562 | 300 |  | 211 | 653.6856 | 115.6154 | 183.4236 | 263.9031 | 8.0247 | 65.0735 | 91.3777 | 631.0276 | 10.9562 | 280 |  | 211 | 657.3612 | 104.8098 | 176.9964 | 256.8595 | 8.0247 | 65.1414 | 86.1096 | 565.7002 | 10.9562 | 300
| 212 | 634.2742 | 101.7988 | 183.8896 | 257.976 | 8.0247 | 64.8373 | 84.2809 | 485.5113 | 10.9562 | 302 |  | 212 | 613.4668 | 99.28 | 183.4991 | 257.8497 | 8.0247 | 63.8365 | 89.8109 | 577.9891 | 10.9562 | 296 |  | 212 | 651.7813 | 106.4475 | 171.2291 | 253.8425 | 8.0247 | 65.4316 | 84.2557 | 554.8153 | 10.9562 | 303 |  | 212 | 648.102 | 114.6007 | 182.2393 | 263.3158 | 8.0247 | 65.0592 | 91.5105 | 631.6475 | 10.9562 | 285 |  | 212 | 651.7147 | 103.9978 | 175.7299 | 256.277 | 8.0247 | 65.1318 | 86.2477 | 565.2137 | 10.9562 | 303
| 213 | 628.1605 | 101.0857 | 183.1022 | 257.4186 | 8.0247 | 64.8305 | 84.4153 | 485.239 | 10.9562 | 305 |  | 213 | 607.7498 | 98.4659 | 182.6318 | 257.2786 | 8.0247 | 63.8285 | 89.9716 | 577.8174 | 10.9562 | 299 |  | 213 | 645.308 | 105.8622 | 170.4712 | 253.3555 | 8.0247 | 65.4213 | 84.3873 | 554.9607 | 10.9562 | 306 |  | 213 | 641.9842 | 113.7773 | 181.3304 | 262.796 | 8.0247 | 65.0453 | 91.6448 | 632.2582 | 10.9562 | 289 |  | 213 | 645.2228 | 103.3405 | 175.0781 | 255.7706 | 8.0247 | 65.1225 | 86.3874 | 564.7227 | 10.9562 | 306
| 214 | 622.0676 | 100.3038 | 182.2715 | 256.9526 | 8.0247 | 64.8242 | 84.5511 | 484.9614 | 10.9562 | 308 |  | 214 | 601.4656 | 97.7713 | 182.097 | 256.8226 | 8.0247 | 63.8208 | 90.1339 | 577.6349 | 10.9562 | 302 |  | 214 | 639.252 | 104.9176 | 169.63 | 252.8939 | 8.0247 | 65.4114 | 84.5201 | 555.0991 | 10.9562 | 310 |  | 214 | 635.8226 | 112.7471 | 180.6191 | 262.3294 | 8.0247 | 65.0317 | 91.7805 | 632.8597 | 10.9562 | 293 |  | 214 | 639.5486 | 102.2195 | 174.0311 | 255.3054 | 8.0247 | 65.1137 | 86.5285 | 564.2277 | 10.9562 | 310
| 215 | 615.4125 | 99.7973 | 181.6597 | 256.5544 | 8.0247 | 64.8182 | 84.688 | 484.6788 | 10.9562 | 311 |  | 215 | 594.9634 | 97.275 | 181.5704 | 256.3781 | 8.0247 | 63.8135 | 90.2977 | 577.442 | 10.9562 | 305 |  | 215 | 632.7617 | 103.9184 | 169.1219 | 252.5881 | 8.0247 | 65.4019 | 84.6541 | 555.2305 | 10.9562 | 313 |  | 215 | 629.2048 | 111.9066 | 180.0489 | 261.9879 | 8.0247 | 65.0184 | 91.9175 | 633.4522 | 10.9562 | 297 |  | 215 | 632.7272 | 101.6621 | 173.4088 | 254.9989 | 8.0247 | 65.1052 | 86.6711 | 563.729 | 10.9562 | 313
| 216 | 609.2975 | 98.8393 | 180.7661 | 256.3494 | 8.0247 | 64.8126 | 84.8261 | 484.3916 | 10.9562 | 314 |  | 216 | 588.8864 | 96.591 | 180.5649 | 256.1751 | 8.0247 | 63.8067 | 90.463 | 577.2391 | 10.9562 | 308 |  | 216 | 626.0231 | 103.3461 | 168.3253 | 252.3921 | 8.0247 | 65.3928 | 84.7893 | 555.3554 | 10.9562 | 316 |  | 216 | 622.8319 | 111.1081 | 179.0487 | 261.7896 | 8.0247 | 65.0055 | 92.0558 | 634.0357 | 10.9562 | 301 |  | 216 | 625.9824 | 101.006 | 172.7015 | 254.7997 | 8.0247 | 65.0972 | 86.815 | 563.2271 | 10.9562 | 316
| 217 | 603.1154 | 98.0563 | 179.7647 | 256.1443 | 8.0247 | 64.8074 | 84.9651 | 484.1001 | 10.9562 | 316 |  | 217 | 582.7997 | 95.8006 | 179.6755 | 255.9721 | 8.0247 | 63.8002 | 90.6295 | 577.0266 | 10.9562 | 311 |  | 217 | 619.8526 | 102.2931 | 167.4411 | 252.196 | 8.0247 | 65.384 | 84.9256 | 555.4739 | 10.9562 | 319 |  | 217 | 616.3623 | 110.3164 | 178.1384 | 261.5914 | 8.0247 | 64.9928 | 92.1952 | 634.6101 | 10.9562 | 306 |  | 217 | 619.8736 | 99.9312 | 171.7768 | 254.6005 | 8.0247 | 65.0895 | 86.9601 | 562.7224 | 10.9562 | 319
| 218 | 596.8573 | 97.1827 | 178.93 | 255.9393 | 8.0247 | 64.8026 | 85.105 | 483.8046 | 10.9562 | 319 |  | 218 | 576.8032 | 94.7768 | 178.9292 | 255.7691 | 8.0247 | 63.794 | 90.7972 | 576.805 | 10.9562 | 314 |  | 218 | 613.431 | 101.4991 | 166.5493 | 252 | 8.0247 | 65.3755 | 85.0628 | 555.5862 | 10.9562 | 322 |  | 218 | 610.0341 | 109.1497 | 177.4617 | 261.3932 | 8.0247 | 64.9805 | 92.3356 | 635.1755 | 10.9562 | 310 |  | 218 | 613.4349 | 99.0439 | 170.9946 | 254.4013 | 8.0247 | 65.0821 | 87.1064 | 562.2152 | 10.9562 | 322
| 219 | 590.4317 | 96.3764 | 178.1953 | 255.7342 | 8.0247 | 64.7981 | 85.2458 | 483.5056 | 10.9562 | 322 |  | 219 | 570.6572 | 94.1281 | 177.9573 | 255.5661 | 8.0247 | 63.7882 | 90.966 | 576.5745 | 10.9562 | 318 |  | 219 | 606.7398 | 100.7026 | 165.9296 | 251.804 | 8.0247 | 65.3674 | 85.2008 | 555.6925 | 10.9562 | 326 |  | 219 | 603.5372 | 108.232 | 176.7047 | 261.1949 | 8.0247 | 64.9685 | 92.4769 | 635.7319 | 10.9562 | 314 |  | 219 | 606.7263 | 98.2601 | 170.3787 | 254.2021 | 8.0247 | 65.0751 | 87.2537 | 561.706 | 10.9562 | 326
| 220 | 584.1551 | 95.5587 | 177.3231 | 255.5291 | 8.0247 | 64.7939 | 85.3873 | 483.2035 | 10.9562 | 325 |  | 220 | 564.792 | 93.0386 | 177.1456 | 255.3631 | 8.0247 | 63.7828 | 91.1357 | 576.3357 | 10.9562 | 321 |  | 220 | 600.5867 | 99.6808 | 164.9969 | 251.608 | 8.0247 | 65.3596 | 85.3397 | 555.793 | 10.9562 | 329 |  | 220 | 597.1212 | 107.4748 | 175.7062 | 260.9967 | 8.0247 | 64.9569 | 92.6192 | 636.2793 | 10.9562 | 318 |  | 220 | 600.663 | 97.276 | 169.3178 | 254.0029 | 8.0247 | 65.0684 | 87.4019 | 561.1951 | 10.9562 | 329
| 221 | 577.9876 | 94.6974 | 176.5076 | 255.202 | 8.0247 | 64.79 | 85.5295 | 482.8985 | 10.9562 | 328 |  | 221 | 558.4223 | 92.3134 | 176.5925 | 255.0414 | 8.0247 | 63.7777 | 91.3063 | 576.0888 | 10.9562 | 324 |  | 221 | 594.0439 | 99.0698 | 164.2323 | 251.223 | 8.0247 | 65.3521 | 85.4792 | 555.888 | 10.9562 | 332 |  | 221 | 590.906 | 106.5464 | 174.8217 | 260.6549 | 8.0247 | 64.9455 | 92.7622 | 636.8178 | 10.9562 | 322 |  | 221 | 594.0927 | 96.5309 | 168.6767 | 253.652 | 8.0247 | 65.0621 | 87.5509 | 560.6831 | 10.9562 | 332
| 222 | 571.7494 | 93.9268 | 175.7759 | 254.7708 | 8.0247 | 64.7864 | 85.6721 | 482.591 | 10.9562 | 331 |  | 222 | 552.3536 | 91.5752 | 175.8532 | 254.6181 | 8.0247 | 63.7729 | 91.4777 | 575.8344 | 10.9562 | 327 |  | 222 | 587.9403 | 98.1979 | 163.3278 | 250.7994 | 8.0247 | 65.3449 | 85.6194 | 555.9776 | 10.9562 | 335 |  | 222 | 584.4383 | 105.7903 | 174.106 | 260.2246 | 8.0247 | 64.9344 | 92.9059 | 637.3474 | 10.9562 | 326 |  | 222 | 587.4594 | 96.0161 | 167.9467 | 253.2226 | 8.0247 | 65.0561 | 87.7007 | 560.1702 | 10.9562 | 335
| 223 | 565.7719 | 93.0344 | 174.7689 | 254.4761 | 8.0247 | 64.7832 | 85.8153 | 482.2814 | 10.9562 | 333 |  | 223 | 546.4453 | 90.7614 | 174.9126 | 254.3112 | 8.0247 | 63.7684 | 91.6497 | 575.5728 | 10.9562 | 330 |  | 223 | 581.4554 | 97.3625 | 162.5396 | 250.6044 | 8.0247 | 65.3381 | 85.76 | 556.0621 | 10.9562 | 338 |  | 223 | 578.2151 | 104.8415 | 173.1495 | 259.9832 | 8.0247 | 64.9235 | 93.0502 | 637.8682 | 10.9562 | 330 |  | 223 | 581.2557 | 95.0519 | 167.0142 | 253.0156 | 8.0247 | 65.0503 | 87.8512 | 559.6568 | 10.9562 | 338
| 224 | 559.5044 | 92.2177 | 173.8857 | 254.2719 | 8.0247 | 64.7802 | 85.9588 | 481.9701 | 10.9562 | 336 |  | 224 | 540.2518 | 90.0949 | 174.0054 | 254.1089 | 8.0247 | 63.7642 | 91.8223 | 575.3045 | 10.9562 | 333 |  | 224 | 575.0939 | 96.3989 | 161.7562 | 250.4095 | 8.0247 | 65.3315 | 85.901 | 556.1418 | 10.9562 | 341 |  | 224 | 572.0838 | 103.7818 | 172.1681 | 259.7857 | 8.0247 | 64.913 | 93.195 | 638.38 | 10.9562 | 334 |  | 224 | 574.9893 | 94.1469 | 166.0762 | 252.8175 | 8.0247 | 65.0449 | 88.0022 | 559.1435 | 10.9562 | 341
| 225 | 553.2402 | 91.2776 | 173.1862 | 254.0042 | 8.0247 | 64.7775 | 86.1026 | 481.6574 | 10.9562 | 339 |  | 225 | 534.5133 | 89.1413 | 172.997 | 253.8399 | 8.0247 | 63.7603 | 91.9952 | 575.0297 | 10.9562 | 336 |  | 225 | 568.5785 | 95.5799 | 161.1458 | 250.0507 | 8.0247 | 65.3252 | 86.0424 | 556.2167 | 10.9562 | 344 |  | 225 | 565.3464 | 103.103 | 171.5204 | 259.4798 | 8.0247 | 64.9027 | 93.3402 | 638.8831 | 10.9562 | 338 |  | 225 | 568.2438 | 93.5142 | 165.475 | 252.4894 | 8.0247 | 65.0398 | 88.1537 | 558.6305 | 10.9562 | 344
| 226 | 548.1901 | 90.3697 | 172.5219 | 253.5254 | 8.0247 | 64.7751 | 86.2465 | 481.3438 | 10.9562 | 342 |  | 226 | 529.4793 | 88.0995 | 172.2591 | 253.369 | 8.0247 | 63.7566 | 92.1685 | 574.749 | 10.9562 | 339 |  | 226 | 564.003 | 94.5216 | 160.586 | 249.577 | 8.0247 | 65.3191 | 86.184 | 556.2872 | 10.9562 | 347 |  | 226 | 560.5592 | 101.9359 | 170.7336 | 259.0009 | 8.0247 | 64.8927 | 93.4857 | 639.3773 | 10.9562 | 342 |  | 226 | 563.2444 | 92.8173 | 164.8849 | 252.0118 | 8.0247 | 65.0349 | 88.3055 | 558.1183 | 10.9562 | 347
| 227 | 544.4774 | 89.5711 | 171.822 | 253.0466 | 8.0247 | 64.7729 | 86.3906 | 481.0294 | 10.9562 | 344 |  | 227 | 525.6511 | 87.4212 | 171.6862 | 252.8981 | 8.0247 | 63.7532 | 92.342 | 574.4626 | 10.9562 | 342 |  | 227 | 559.9685 | 93.7628 | 160.0668 | 249.1033 | 8.0247 | 65.3133 | 86.3258 | 556.3534 | 10.9562 | 350 |  | 227 | 556.6744 | 101.2515 | 169.9467 | 258.5221 | 8.0247 | 64.8829 | 93.6315 | 639.8628 | 10.9562 | 346 |  | 227 | 559.4139 | 91.9942 | 164.2331 | 251.5342 | 8.0247 | 65.0303 | 88.4576 | 557.6073 | 10.9562 | 350
| 228 | 540.7415 | 88.6766 | 171.2412 | 252.5678 | 8.0247 | 64.7709 | 86.5346 | 480.7148 | 10.9562 | 347 |  | 228 | 522.1092 | 86.6191 | 170.9509 | 252.4273 | 8.0247 | 63.7501 | 92.5156 | 574.1711 | 10.9562 | 345 |  | 228 | 556.2913 | 92.8138 | 159.3804 | 248.6296 | 8.0247 | 65.3078 | 86.4676 | 556.4155 | 10.9562 | 353 |  | 228 | 552.7341 | 100.3129 | 169.4696 | 258.0432 | 8.0247 | 64.8734 | 93.7774 | 640.3395 | 10.9562 | 350 |  | 228 | 555.7267 | 90.9926 | 163.6167 | 251.0565 | 8.0247 | 65.026 | 88.6099 | 557.0979 | 10.9562 | 353
| 229 | 537.2782 | 87.8854 | 170.2897 | 252.0837 | 8.0247 | 64.7692 | 86.6786 | 480.4002 | 10.9562 | 350 |  | 229 | 518.2703 | 86.0942 | 170.2723 | 251.9195 | 8.0247 | 63.7472 | 92.6892 | 573.8749 | 10.9562 | 348 |  | 229 | 552.9226 | 92.0816 | 158.1166 | 248.2081 | 8.0247 | 65.3025 | 86.6094 | 556.4739 | 10.9562 | 356 |  | 229 | 549.1473 | 99.3783 | 168.6359 | 257.5636 | 8.0247 | 64.8641 | 93.9234 | 640.8074 | 10.9562 | 354 |  | 229 | 552.1228 | 90.2404 | 162.6309 | 250.6153 | 8.0247 | 65.0219 | 88.7623 | 556.5905 | 10.9562 | 356
| 230 | 533.4399 | 87.3817 | 169.4665 | 251.5589 | 8.0247 | 64.7677 | 86.8224 | 480.0861 | 10.9562 | 352 |  | 230 | 515.2334 | 85.258 | 169.1763 | 251.3383 | 8.0247 | 63.7446 | 92.8627 | 573.5742 | 10.9562 | 350 |  | 230 | 549.2188 | 91.3847 | 157.246 | 247.6931 | 8.0247 | 65.2974 | 86.7511 | 556.5286 | 10.9562 | 359 |  | 230 | 545.4489 | 98.5431 | 167.8672 | 257.031 | 8.0247 | 64.855 | 94.0693 | 641.2667 | 10.9562 | 358 |  | 230 | 548.0723 | 89.6786 | 161.9784 | 250.0972 | 8.0247 | 65.018 | 88.9146 | 556.0855 | 10.9562 | 359
| 231 | 529.8765 | 86.7579 | 168.2978 | 251.2249 | 8.0247 | 64.7663 | 86.9659 | 479.7728 | 10.9562 | 355 |  | 231 | 511.1301 | 84.8921 | 168.4484 | 250.9853 | 8.0247 | 63.7422 | 93.0359 | 573.2696 | 10.9562 | 353 |  | 231 | 545.002 | 90.9025 | 156.4248 | 247.4271 | 8.0247 | 65.2926 | 86.8926 | 556.5799 | 10.9562 | 362 |  | 231 | 541.4485 | 98.1842 | 166.7088 | 256.7138 | 8.0247 | 64.8462 | 94.2151 | 641.7173 | 10.9562 | 362 |  | 231 | 544.1551 | 89.1705 | 160.8842 | 249.8337 | 8.0247 | 65.0144 | 89.0669 | 555.5833 | 10.9562 | 362
| 232 | 525.3322 | 86.355 | 167.7776 | 251.0021 | 8.0247 | 64.7652 | 87.109 | 479.4607 | 10.9562 | 358 |  | 232 | 506.9029 | 84.2735 | 167.9669 | 250.7624 | 8.0247 | 63.7399 | 93.2088 | 572.9614 | 10.9562 | 356 |  | 232 | 540.5039 | 90.272 | 155.9789 | 247.2155 | 8.0247 | 65.2879 | 87.0337 | 556.628 | 10.9562 | 365 |  | 232 | 537.1249 | 97.4598 | 166.1367 | 256.499 | 8.0247 | 64.8376 | 94.3607 | 642.1592 | 10.9562 | 366 |  | 232 | 539.7495 | 88.6007 | 160.2922 | 249.6181 | 8.0247 | 65.0109 | 89.219 | 555.0842 | 10.9562 | 365
| 233 | 520.726 | 85.9017 | 167.3698 | 250.7794 | 8.0247 | 64.7643 | 87.2517 | 479.1501 | 10.9562 | 360 |  | 233 | 501.9157 | 84.1232 | 167.777 | 250.5396 | 8.0247 | 63.7379 | 93.3812 | 572.65 | 10.9562 | 359 |  | 233 | 535.9859 | 89.7931 | 155.4012 | 247.0038 | 8.0247 | 65.2835 | 87.1745 | 556.6732 | 10.9562 | 368 |  | 233 | 532.4247 | 96.9449 | 165.7317 | 256.2841 | 8.0247 | 64.8292 | 94.506 | 642.5925 | 10.9562 | 369 |  | 233 | 535.2768 | 87.9222 | 159.8761 | 249.4025 | 8.0247 | 65.0077 | 89.3707 | 554.5888 | 10.9562 | 368
| 234 | 516.3054 | 85.4563 | 166.7685 | 250.5566 | 8.0247 | 64.7635 | 87.3938 | 478.8414 | 10.9562 | 363 |  | 234 | 497.489 | 83.8583 | 167.1465 | 250.3115 | 8.0247 | 63.7361 | 93.5531 | 572.3358 | 10.9562 | 362 |  | 234 | 531.6469 | 89.1691 | 154.7925 | 246.7893 | 8.0247 | 65.2792 | 87.3148 | 556.7156 | 10.9562 | 371 |  | 234 | 528.0298 | 96.3946 | 165.057 | 256.0693 | 8.0247 | 64.821 | 94.6509 | 643.0172 | 10.9562 | 373 |  | 234 | 530.7956 | 87.4347 | 159.2773 | 249.1868 | 8.0247 | 65.0047 | 89.5221 | 554.0974 | 10.9562 | 371
| 235 | 512.4974 | 84.3236 | 166.3078 | 250.2681 | 8.0247 | 64.7628 | 87.5353 | 478.5349 | 10.9562 | 365 |  | 235 | 493.7234 | 82.7996 | 166.7136 | 250.0184 | 8.0247 | 63.7344 | 93.7243 | 572.0193 | 10.9562 | 365 |  | 235 | 527.4221 | 88.2254 | 154.4595 | 246.5047 | 8.0247 | 65.2751 | 87.4545 | 556.7555 | 10.9562 | 374 |  | 235 | 524.145 | 95.1972 | 164.5797 | 255.7938 | 8.0247 | 64.813 | 94.7953 | 643.4333 | 10.9562 | 377 |  | 235 | 526.4822 | 86.5656 | 158.9565 | 248.9071 | 8.0247 | 65.0018 | 89.673 | 553.6103 | 10.9562 | 374
| 236 | 508.4222 | 83.141 | 166.2302 | 249.9135 | 8.0247 | 64.7623 | 87.676 | 478.2311 | 10.9562 | 368 |  | 236 | 489.9619 | 81.5256 | 166.5644 | 249.653 | 8.0247 | 63.7329 | 93.8948 | 571.7008 | 10.9562 | 367 |  | 236 | 523.4788 | 86.8736 | 154.3307 | 246.1423 | 8.0247 | 65.2712 | 87.5935 | 556.793 | 10.9562 | 376 |  | 236 | 520.1173 | 93.8381 | 164.4841 | 255.4414 | 8.0247 | 64.8052 | 94.9392 | 643.8409 | 10.9562 | 381 |  | 236 | 522.4098 | 85.3066 | 158.8909 | 248.5212 | 8.0247 | 64.9992 | 89.8233 | 553.1281 | 10.9562 | 376
| 237 | 504.0772 | 82.5878 | 165.8801 | 249.4717 | 8.0247 | 64.762 | 87.8159 | 477.9302 | 10.9562 | 370 |  | 237 | 485.6401 | 80.9664 | 166.3325 | 249.2156 | 8.0247 | 63.7315 | 94.0643 | 571.3807 | 10.9562 | 370 |  | 237 | 519.196 | 86.182 | 153.9532 | 245.7079 | 8.0247 | 65.2675 | 87.7318 | 556.8284 | 10.9562 | 379 |  | 237 | 515.7824 | 93.1293 | 164.132 | 255.0024 | 8.0247 | 64.7976 | 95.0824 | 644.2399 | 10.9562 | 384 |  | 237 | 518.2236 | 84.5459 | 158.4937 | 248.0823 | 8.0247 | 64.9966 | 89.973 | 552.6511 | 10.9562 | 379
| 238 | 500.1899 | 81.7348 | 165.3723 | 249.0299 | 8.0247 | 64.7617 | 87.9549 | 477.6327 | 10.9562 | 373 |  | 238 | 481.8104 | 80.2675 | 165.7483 | 248.7783 | 8.0247 | 63.7303 | 94.2329 | 571.0595 | 10.9562 | 373 |  | 238 | 515.0579 | 85.4196 | 153.5019 | 245.2735 | 8.0247 | 65.2639 | 87.8692 | 556.862 | 10.9562 | 382 |  | 238 | 512.034 | 92.1108 | 163.503 | 254.5634 | 8.0247 | 64.7901 | 95.2248 | 644.6305 | 10.9562 | 388 |  | 238 | 514.1992 | 83.6243 | 158.0956 | 247.6434 | 8.0247 | 64.9943 | 90.1218 | 552.1797 | 10.9562 | 382
| 239 | 496.2541 | 81.1315 | 164.6631 | 248.588 | 8.0247 | 64.7616 | 88.0929 | 477.3389 | 10.9562 | 375 |  | 239 | 478.289 | 79.4554 | 164.969 | 248.3409 | 8.0247 | 63.7292 | 94.4004 | 570.7374 | 10.9562 | 376 |  | 239 | 510.8337 | 84.7548 | 153.02 | 244.8582 | 8.0247 | 65.2604 | 88.0057 | 556.8938 | 10.9562 | 385 |  | 239 | 507.7678 | 91.5659 | 162.9183 | 254.1243 | 8.0247 | 64.7828 | 95.3664 | 645.0126 | 10.9562 | 392 |  | 239 | 510.0149 | 83.1183 | 157.4194 | 247.227 | 8.0247 | 64.9921 | 90.2699 | 551.7143 | 10.9562 | 385
| 240 | 492.0659 | 80.4651 | 164.1794 | 248.2363 | 8.0247 | 64.7616 | 88.2299 | 477.0491 | 10.9562 | 378 |  | 240 | 474.491 | 78.7335 | 164.296 | 247.9836 | 8.0247 | 63.7283 | 94.5666 | 570.415 | 10.9562 | 378 |  | 240 | 506.2894 | 84.0959 | 152.7409 | 244.5543 | 8.0247 | 65.2571 | 88.1412 | 556.9242 | 10.9562 | 387 |  | 240 | 503.5288 | 90.7329 | 162.4732 | 253.8065 | 8.0247 | 64.7757 | 95.5071 | 645.3862 | 10.9562 | 396 |  | 240 | 505.7688 | 82.4409 | 156.8685 | 246.9184 | 8.0247 | 64.99 | 90.4169 | 551.2554 | 10.9562 | 387
| 241 | 487.5385 | 80.092 | 163.8176 | 247.8086 | 8.0247 | 64.7616 | 88.3656 | 476.7638 | 10.9562 | 380 |  | 241 | 469.9658 | 78.4097 | 164.064 | 247.5144 | 8.0247 | 63.7274 | 94.7315 | 570.0927 | 10.9562 | 381 |  | 241 | 501.9676 | 83.6788 | 152.194 | 244.0539 | 8.0247 | 65.2539 | 88.2756 | 556.9533 | 10.9562 | 390 |  | 241 | 498.7123 | 90.505 | 162.1056 | 253.3836 | 8.0247 | 64.7687 | 95.6468 | 645.7514 | 10.9562 | 399 |  | 241 | 500.9789 | 82.1672 | 156.6058 | 246.4617 | 8.0247 | 64.988 | 90.5629 | 550.8032 | 10.9562 | 390
| 242 | 483.5146 | 79.4502 | 163.4199 | 247.1819 | 8.0247 | 64.7617 | 88.5 | 476.4833 | 10.9562 | 383 |  | 242 | 465.8196 | 77.9686 | 163.7203 | 246.8953 | 8.0247 | 63.7266 | 94.895 | 569.7708 | 10.9562 | 383 |  | 242 | 498.0001 | 82.9308 | 151.7451 | 243.4321 | 8.0247 | 65.2508 | 88.4088 | 556.9814 | 10.9562 | 393 |  | 242 | 494.7463 | 89.6534 | 161.7166 | 252.7553 | 8.0247 | 64.7619 | 95.7853 | 646.1082 | 10.9562 | 403 |  | 242 | 497.0752 | 81.424 | 156.0964 | 245.835 | 8.0247 | 64.9862 | 90.7078 | 550.3583 | 10.9562 | 393
| 243 | 479.2823 | 78.8941 | 163.0848 | 246.6154 | 8.0247 | 64.7619 | 88.6331 | 476.208 | 10.9562 | 385 |  | 243 | 461.7697 | 77.3707 | 163.3821 | 246.331 | 8.0247 | 63.726 | 95.057 | 569.4497 | 10.9562 | 386 |  | 243 | 493.6239 | 82.413 | 151.3889 | 242.8961 | 8.0247 | 65.2478 | 88.5407 | 557.0087 | 10.9562 | 395 |  | 243 | 490.6198 | 88.9214 | 161.3072 | 252.1884 | 8.0247 | 64.7552 | 95.9226 | 646.4566 | 10.9562 | 406 |  | 243 | 492.8447 | 80.7402 | 155.7753 | 245.2874 | 8.0247 | 64.9844 | 90.8514 | 549.921 | 10.9562 | 395
| 244 | 474.8565 | 78.4551 | 162.7073 | 246.1678 | 8.0247 | 64.7621 | 88.7647 | 475.9381 | 10.9562 | 387 |  | 244 | 457.3505 | 76.9792 | 163.0877 | 245.886 | 8.0247 | 63.7254 | 95.2173 | 569.1298 | 10.9562 | 389 |  | 244 | 488.9762 | 81.957 | 151.1457 | 242.4568 | 8.0247 | 65.2449 | 88.6712 | 557.0354 | 10.9562 | 398 |  | 244 | 486.0635 | 88.3172 | 161.077 | 251.7443 | 8.0247 | 64.7487 | 96.0587 | 646.7967 | 10.9562 | 410 |  | 244 | 488.1915 | 80.3409 | 155.4889 | 244.8434 | 8.0247 | 64.9827 | 90.9937 | 549.4918 | 10.9562 | 398
| 245 | 470.5497 | 77.9411 | 162.2531 | 245.7526 | 8.0247 | 64.7623 | 88.8947 | 475.6742 | 10.9562 | 390 |  | 245 | 453.2664 | 76.4867 | 162.5588 | 245.4411 | 8.0247 | 63.7248 | 95.3759 | 568.8116 | 10.9562 | 391 |  | 245 | 484.5419 | 81.5457 | 150.6277 | 242.0341 | 8.0247 | 65.242 | 88.8002 | 557.0617 | 10.9562 | 401 |  | 245 | 481.6478 | 87.8567 | 160.5584 | 251.3042 | 8.0247 | 64.7422 | 96.1934 | 647.1284 | 10.9562 | 414 |  | 245 | 483.6511 | 80.0109 | 155.0101 | 244.4096 | 8.0247 | 64.9812 | 91.1345 | 549.0709 | 10.9562 | 401
| 246 | 465.5829 | 77.8087 | 161.9713 | 245.4436 | 8.0247 | 64.7626 | 89.0231 | 475.4165 | 10.9562 | 392 |  | 246 | 448.5235 | 76.3125 | 162.244 | 245.123 | 8.0247 | 63.7243 | 95.5326 | 568.4954 | 10.9562 | 394 |  | 246 | 479.7134 | 81.1991 | 150.3231 | 241.7276 | 8.0247 | 65.2393 | 88.9277 | 557.0878 | 10.9562 | 403 |  | 246 | 476.7674 | 87.5689 | 160.2254 | 250.9705 | 8.0247 | 64.7359 | 96.3266 | 647.4519 | 10.9562 | 417 |  | 246 | 478.7449 | 79.6673 | 154.7718 | 244.1146 | 8.0247 | 64.9797 | 91.2739 | 548.6589 | 10.9562 | 403
| 247 | 461.0498 | 77.4189 | 161.5022 | 245.1455 | 8.0247 | 64.7629 | 89.1497 | 475.1654 | 10.9562 | 394 |  | 247 | 444.042 | 75.866 | 161.9207 | 244.824 | 8.0247 | 63.7239 | 95.6873 | 568.1816 | 10.9562 | 396 |  | 247 | 474.7462 | 80.8969 | 150.0974 | 241.4365 | 8.0247 | 65.2366 | 89.0535 | 557.1139 | 10.9562 | 406 |  | 247 | 471.7939 | 87.2878 | 159.9438 | 250.6718 | 8.0247 | 64.7297 | 96.4582 | 647.7671 | 10.9562 | 421 |  | 247 | 473.7467 | 79.4478 | 154.4993 | 243.8218 | 8.0247 | 64.9782 | 91.4116 | 548.2561 | 10.9562 | 406
| 248 | 456.4849 | 76.9177 | 161.1765 | 244.8474 | 8.0247 | 64.7632 | 89.2746 | 474.9213 | 10.9562 | 397 |  | 248 | 439.5371 | 75.4937 | 161.5466 | 244.5251 | 8.0247 | 63.7235 | 95.8399 | 567.8707 | 10.9562 | 399 |  | 248 | 470.1419 | 80.4186 | 149.6847 | 241.1455 | 8.0247 | 65.2339 | 89.1775 | 557.1403 | 10.9562 | 408 |  | 248 | 467.1917 | 86.7881 | 159.5095 | 250.3732 | 8.0247 | 64.7236 | 96.5882 | 648.074 | 10.9562 | 424 |  | 248 | 469.0459 | 78.9841 | 154.1736 | 243.529 | 8.0247 | 64.9768 | 91.5476 | 547.863 | 10.9562 | 408
| 249 | 451.7079 | 76.6133 | 160.866 | 244.5492 | 8.0247 | 64.7635 | 89.3975 | 474.6845 | 10.9562 | 399 |  | 249 | 435.0297 | 75.1033 | 161.1932 | 244.2261 | 8.0247 | 63.7231 | 95.9904 | 567.563 | 10.9562 | 401 |  | 249 | 465.344 | 80.0827 | 149.3235 | 240.8545 | 8.0247 | 65.2313 | 89.2998 | 557.1672 | 10.9562 | 411 |  | 249 | 462.2845 | 86.3758 | 159.2928 | 250.0745 | 8.0247 | 64.7176 | 96.7165 | 648.3727 | 10.9562 | 427 |  | 249 | 464.348 | 78.5642 | 153.8012 | 243.2362 | 8.0247 | 64.9754 | 91.6818 | 547.4799 | 10.9562 | 411
| 250 | 447.3327 | 76.0855 | 160.3772 | 244.2511 | 8.0247 | 64.7637 | 89.5184 | 474.4554 | 10.9562 | 401 |  | 250 | 430.5114 | 74.7248 | 160.8387 | 243.9272 | 8.0247 | 63.7227 | 96.1385 | 567.259 | 10.9562 | 404 |  | 250 | 460.9912 | 79.4259 | 148.8378 | 240.5635 | 8.0247 | 65.2288 | 89.4201 | 557.1947 | 10.9562 | 413 |  | 250 | 457.772 | 85.8647 | 158.7802 | 249.7759 | 8.0247 | 64.7117 | 96.8429 | 648.6632 | 10.9562 | 431 |  | 250 | 459.6765 | 78.1398 | 153.407 | 242.9434 | 8.0247 | 64.9741 | 91.8141 | 547.1072 | 10.9562 | 413
| 251 | 442.7588 | 75.6197 | 160.0249 | 243.9529 | 8.0247 | 64.7639 | 89.6371 | 474.2344 | 10.9562 | 403 |  | 251 | 425.9682 | 74.3633 | 160.4922 | 243.6283 | 8.0247 | 63.7223 | 96.2842 | 566.959 | 10.9562 | 406 |  | 251 | 456.3358 | 78.946 | 148.478 | 240.2724 | 8.0247 | 65.2262 | 89.5384 | 557.2232 | 10.9562 | 416 |  | 251 | 453.2187 | 85.2513 | 158.4106 | 249.4772 | 8.0247 | 64.7059 | 96.9674 | 648.9456 | 10.9562 | 434 |  | 251 | 455.1481 | 77.5851 | 152.9999 | 242.6506 | 8.0247 | 64.9728 | 91.9444 | 546.7454 | 10.9562 | 416
| 252 | 438.1869 | 75.1922 | 159.6991 | 243.5881 | 8.0247 | 64.7641 | 89.7537 | 474.0218 | 10.9562 | 405 |  | 252 | 421.6997 | 73.7987 | 160.1248 | 243.2785 | 8.0247 | 63.7218 | 96.4275 | 566.6634 | 10.9562 | 408 |  | 252 | 451.706 | 78.4961 | 148.1867 | 239.8571 | 8.0247 | 65.2237 | 89.6546 | 557.2527 | 10.9562 | 418 |  | 252 | 448.5473 | 84.8598 | 158.0296 | 249.0864 | 8.0247 | 64.7002 | 97.0899 | 649.2198 | 10.9562 | 438 |  | 252 | 450.5828 | 77.1237 | 152.6269 | 242.2673 | 8.0247 | 64.9715 | 92.0726 | 546.3949 | 10.9562 | 418
| 253 | 433.6973 | 74.8748 | 159.3127 | 243.0915 | 8.0247 | 64.7642 | 89.868 | 473.818 | 10.9562 | 408 |  | 253 | 417.4418 | 73.4174 | 159.7061 | 242.7862 | 8.0247 | 63.7214 | 96.568 | 566.3727 | 10.9562 | 411 |  | 253 | 447.2383 | 78.0696 | 147.7867 | 239.3652 | 8.0247 | 65.2212 | 89.7686 | 557.2836 | 10.9562 | 421 |  | 253 | 444.0017 | 84.4271 | 157.6744 | 248.5849 | 8.0247 | 64.6945 | 97.2103 | 649.4858 | 10.9562 | 441 |  | 253 | 446.0741 | 76.7326 | 152.2381 | 241.7729 | 8.0247 | 64.9702 | 92.1986 | 546.0559 | 10.9562 | 421
| 254 | 429.2973 | 74.3916 | 158.8311 | 242.7663 | 8.0247 | 64.7642 | 89.98 | 473.6233 | 10.9562 | 410 |  | 254 | 413.1989 | 72.9718 | 159.1895 | 242.4412 | 8.0247 | 63.7209 | 96.7059 | 566.0872 | 10.9562 | 413 |  | 254 | 442.4 | 77.6888 | 147.5132 | 239.0715 | 8.0247 | 65.2186 | 89.8803 | 557.316 | 10.9562 | 423 |  | 254 | 439.4196 | 83.9129 | 157.2438 | 248.2769 | 8.0247 | 64.6889 | 97.3286 | 649.7438 | 10.9562 | 444 |  | 254 | 441.5061 | 76.1357 | 151.9081 | 241.4848 | 8.0247 | 64.9689 | 92.3223 | 545.7291 | 10.9562 | 423
| 255 | 425.0781 | 73.7434 | 158.2893 | 242.4854 | 8.0247 | 64.7642 | 90.0894 | 473.4382 | 10.9562 | 412 |  | 255 | 408.9907 | 72.4218 | 158.6795 | 242.1591 | 8.0247 | 63.7204 | 96.8409 | 565.8073 | 10.9562 | 416 |  | 255 | 437.8307 | 77.2514 | 147.0085 | 238.7967 | 8.0247 | 65.2161 | 89.9896 | 557.3502 | 10.9562 | 426 |  | 255 | 435.1158 | 83.2066 | 156.7009 | 247.995 | 8.0247 | 64.6833 | 97.4445 | 649.9938 | 10.9562 | 448 |  | 255 | 436.9543 | 75.6876 | 151.4016 | 241.2083 | 8.0247 | 64.9675 | 92.4437 | 545.4147 | 10.9562 | 426
| 256 | 420.6637 | 73.1457 | 157.9014 | 242.1955 | 8.0247 | 64.7658 | 90.1963 | 473.2629 | 10.9562 | 414 |  | 256 | 404.7197 | 71.8605 | 158.2437 | 241.8771 | 8.0247 | 63.7198 | 96.9729 | 565.5335 | 10.9562 | 418 |  | 256 | 433.399 | 76.5821 | 146.6592 | 238.4608 | 8.0247 | 65.2135 | 90.0965 | 557.3864 | 10.9562 | 428 |  | 256 | 430.7026 | 82.578 | 156.2159 | 247.687 | 8.0247 | 64.6778 | 97.5581 | 650.2356 | 10.9562 | 451 |  | 256 | 432.5254 | 75.0616 | 151.002 | 240.8797 | 8.0247 | 64.9662 | 92.5625 | 545.1131 | 10.9562 | 428
| 257 | 416.2526 | 72.727 | 157.4612 | 241.7754 | 8.0247 | 64.7673 | 90.3006 | 473.0979 | 10.9562 | 416 |  | 257 | 400.651 | 71.3091 | 157.7299 | 241.4608 | 8.0247 | 63.7192 | 97.1019 | 565.2662 | 10.9562 | 420 |  | 257 | 428.8781 | 76.1386 | 146.2528 | 238.0454 | 8.0247 | 65.2109 | 90.2008 | 557.4247 | 10.9562 | 430 |  | 257 | 426.1791 | 82.0339 | 155.8728 | 247.2628 | 8.0247 | 64.6724 | 97.6692 | 650.4695 | 10.9562 | 454 |  | 257 | 428.0152 | 74.6001 | 150.608 | 240.4625 | 8.0247 | 64.9648 | 92.6789 | 544.8248 | 10.9562 | 430
| 258 | 411.7897 | 72.2317 | 157.0893 | 241.4155 | 8.0247 | 64.7687 | 90.4021 | 472.9434 | 10.9562 | 418 |  | 258 | 396.0448 | 70.9971 | 157.4845 | 241.0742 | 8.0247 | 63.7184 | 97.2277 | 565.0057 | 10.9562 | 422 |  | 258 | 424.2135 | 75.6412 | 145.9309 | 237.743 | 8.0247 | 65.2098 | 90.3025 | 557.4655 | 10.9562 | 432 |  | 258 | 421.5563 | 81.6129 | 155.429 | 246.9156 | 8.0247 | 64.6669 | 97.7778 | 650.6954 | 10.9562 | 457 |  | 258 | 423.3889 | 74.155 | 150.1953 | 240.1636 | 8.0247 | 64.9633 | 92.7925 | 544.5502 | 10.9562 | 432
| 259 | 407.304 | 71.7834 | 156.6065 | 241.1422 | 8.0247 | 64.7698 | 90.5007 | 472.8052 | 10.9562 | 420 |  | 259 | 391.6975 | 70.4674 | 157.0857 | 240.7997 | 8.0247 | 63.7176 | 97.3502 | 564.7524 | 10.9562 | 424 |  | 259 | 419.5762 | 75.1572 | 145.5329 | 237.4761 | 8.0247 | 65.2085 | 90.4015 | 557.5088 | 10.9562 | 435 |  | 259 | 416.7022 | 81.2285 | 155.1065 | 246.6417 | 8.0247 | 64.6615 | 97.8837 | 650.9133 | 10.9562 | 460 |  | 259 | 418.7291 | 73.7463 | 149.7496 | 239.8947 | 8.0247 | 64.9618 | 92.9034 | 544.2896 | 10.9562 | 435
| 260 | 402.7788 | 71.3369 | 156.1615 | 240.8689 | 8.0247 | 64.7708 | 90.5965 | 472.6907 | 10.9562 | 422 |  | 260 | 387.5723 | 69.8574 | 156.5451 | 240.5253 | 8.0247 | 63.7166 | 97.4693 | 564.5068 | 10.9562 | 427 |  | 260 | 415.0461 | 74.5702 | 145.1307 | 237.2091 | 8.0247 | 65.2072 | 90.4976 | 557.555 | 10.9562 | 437 |  | 260 | 412.1904 | 80.7158 | 154.5701 | 246.3678 | 8.0247 | 64.6561 | 97.9869 | 651.1232 | 10.9562 | 463 |  | 260 | 414.0418 | 73.2813 | 149.3878 | 239.6258 | 8.0247 | 64.9602 | 93.0115 | 544.0435 | 10.9562 | 437
| 261 | 398.356 | 70.7536 | 155.7509 | 240.5956 | 8.0247 | 64.7716 | 90.6892 | 472.5873 | 10.9562 | 424 |  | 261 | 383.3729 | 69.3234 | 156.0028 | 240.2509 | 8.0247 | 63.7168 | 97.5849 | 564.2692 | 10.9562 | 429 |  | 261 | 410.534 | 74.0785 | 144.6154 | 236.9422 | 8.0247 | 65.2057 | 90.5908 | 557.6043 | 10.9562 | 439 |  | 261 | 407.6876 | 80.0726 | 154.1551 | 246.0939 | 8.0247 | 64.6508 | 98.0874 | 651.3253 | 10.9562 | 467 |  | 261 | 409.5909 | 72.7302 | 148.8758 | 239.3569 | 8.0247 | 64.9585 | 93.1166 | 543.8122 | 10.9562 | 439
| 262 | 394.153 | 70.2729 | 155.1581 | 240.1821 | 8.0247 | 64.7722 | 90.7788 | 472.4952 | 10.9562 | 426 |  | 262 | 379.1492 | 68.8411 | 155.5093 | 239.9002 | 8.0247 | 63.7169 | 97.6969 | 564.0438 | 10.9562 | 431 |  | 262 | 406.2404 | 73.5704 | 144.156 | 236.417 | 8.0247 | 65.2041 | 90.681 | 557.6568 | 10.9562 | 441 |  | 262 | 403.4337 | 79.3453 | 153.6938 | 245.7015 | 8.0247 | 64.6454 | 98.1849 | 651.5194 | 10.9562 | 470 |  | 262 | 405.3437 | 72.2318 | 148.3346 | 238.8607 | 8.0247 | 64.9567 | 93.2187 | 543.5962 | 10.9562 | 441
| 263 | 390.0608 | 69.8023 | 154.7382 | 239.4747 | 8.0247 | 64.7725 | 90.8652 | 472.4149 | 10.9562 | 428 |  | 263 | 375.1734 | 68.4324 | 155.042 | 239.2018 | 8.0247 | 63.7168 | 97.8052 | 563.8431 | 10.9562 | 433 |  | 263 | 402.1074 | 73.0154 | 143.7657 | 235.7092 | 8.0247 | 65.2024 | 90.7681 | 557.7128 | 10.9562 | 443 |  | 263 | 399.3048 | 78.8539 | 153.1995 | 244.9812 | 8.0247 | 64.64 | 98.2794 | 651.7057 | 10.9562 | 473 |  | 263 | 401.2375 | 71.7295 | 147.8702 | 238.1507 | 8.0247 | 64.9556 | 93.3176 | 543.3959 | 10.9562 | 443
| 264 | 385.6591 | 69.4531 | 154.3921 | 238.8817 | 8.0247 | 64.7726 | 90.9483 | 472.3466 | 10.9562 | 429 |  | 264 | 370.9848 | 68.0872 | 154.6645 | 238.5629 | 8.0247 | 63.7166 | 97.9097 | 563.6509 | 10.9562 | 435 |  | 264 | 397.7324 | 72.5503 | 143.3111 | 235.2175 | 8.0247 | 65.2005 | 90.852 | 557.7724 | 10.9562 | 446 |  | 264 | 394.7722 | 78.4747 | 152.8721 | 244.3856 | 8.0247 | 64.6347 | 98.3708 | 651.8841 | 10.9562 | 476 |  | 264 | 396.6933 | 71.3112 | 147.5796 | 237.6207 | 8.0247 | 64.9548 | 93.4133 | 543.2117 | 10.9562 | 446
| 265 | 381.3957 | 68.9491 | 153.8899 | 238.4612 | 8.0247 | 64.7725 | 91.0281 | 472.2907 | 10.9562 | 431 |  | 265 | 366.6815 | 67.6489 | 154.2934 | 238.1254 | 8.0247 | 63.7161 | 98.0102 | 563.4674 | 10.9562 | 437 |  | 265 | 393.4224 | 72.0479 | 142.7471 | 234.8078 | 8.0247 | 65.1985 | 90.9327 | 557.836 | 10.9562 | 448 |  | 265 | 390.5678 | 77.8204 | 152.3141 | 243.9674 | 8.0247 | 64.6293 | 98.459 | 652.0548 | 10.9562 | 479 |  | 265 | 392.4294 | 70.7052 | 147.0778 | 237.2093 | 8.0247 | 64.9539 | 93.5057 | 543.044 | 10.9562 | 448
| 266 | 377.1991 | 68.3883 | 153.3703 | 238.0482 | 8.0247 | 64.772 | 91.1043 | 472.2476 | 10.9562 | 433 |  | 266 | 362.6642 | 67.0836 | 153.736 | 237.7152 | 8.0247 | 63.7154 | 98.1067 | 563.2931 | 10.9562 | 439 |  | 266 | 389.1852 | 71.3978 | 142.2578 | 234.398 | 8.0247 | 65.1963 | 91.01 | 557.9037 | 10.9562 | 450 |  | 266 | 386.3374 | 77.2286 | 151.7196 | 243.5491 | 8.0247 | 64.6239 | 98.544 | 652.2176 | 10.9562 | 482 |  | 266 | 388.1053 | 70.1756 | 146.5599 | 236.798 | 8.0247 | 64.9527 | 93.5947 | 542.8931 | 10.9562 | 450
| 267 | 372.9541 | 67.8859 | 152.785 | 237.6909 | 8.0247 | 64.7713 | 91.177 | 472.2176 | 10.9562 | 435 |  | 267 | 358.7538 | 66.4762 | 153.0902 | 237.3286 | 8.0247 | 63.7145 | 98.199 | 563.1284 | 10.9562 | 441 |  | 267 | 384.6245 | 70.9191 | 141.7768 | 234.1322 | 8.0247 | 65.1939 | 91.0838 | 557.9757 | 10.9562 | 452 |  | 267 | 381.7414 | 76.7185 | 151.3195 | 243.2206 | 8.0247 | 64.6191 | 98.6256 | 652.3727 | 10.9562 | 484 |  | 267 | 383.575 | 69.7448 | 146.0105 | 236.5254 | 8.0247 | 64.9514 | 93.6802 | 542.7595 | 10.9562 | 452
| 268 | 368.8646 | 67.256 | 152.0786 | 237.4267 | 8.0247 | 64.7702 | 91.2461 | 472.201 | 10.9562 | 437 |  | 268 | 354.5625 | 65.9917 | 152.4809 | 237.0635 | 8.0247 | 63.7134 | 98.287 | 562.9736 | 10.9562 | 443 |  | 268 | 380.2836 | 70.3396 | 141.1697 | 233.8735 | 8.0247 | 65.1912 | 91.1541 | 558.0523 | 10.9562 | 454 |  | 268 | 377.6136 | 75.9978 | 150.5988 | 242.955 | 8.0247 | 64.6145 | 98.7038 | 652.52 | 10.9562 | 487 |  | 268 | 379.2996 | 69.0571 | 145.4511 | 236.265 | 8.0247 | 64.9499 | 93.762 | 542.6436 | 10.9562 | 454
| 269 | 364.5311 | 66.6483 | 151.5939 | 237.1624 | 8.0247 | 64.7688 | 91.3113 | 472.1982 | 10.9562 | 438 |  | 269 | 350.3058 | 65.3937 | 152.0505 | 236.7984 | 8.0247 | 63.712 | 98.3707 | 562.8291 | 10.9562 | 445 |  | 269 | 376.1394 | 69.5055 | 140.6206 | 233.6148 | 8.0247 | 65.1884 | 91.2208 | 558.1337 | 10.9562 | 456 |  | 269 | 373.3398 | 75.2851 | 150.016 | 242.6893 | 8.0247 | 64.61 | 98.7785 | 652.6597 | 10.9562 | 490 |  | 269 | 375.0023 | 68.4044 | 144.8786 | 236.0045 | 8.0247 | 64.9482 | 93.8402 | 542.5458 | 10.9562 | 456
| 270 | 360.2813 | 66.0559 | 151.0104 | 236.8982 | 8.0247 | 64.7671 | 91.3728 | 472.2096 | 10.9562 | 440 |  | 270 | 346.2636 | 64.8508 | 151.3505 | 236.5332 | 8.0247 | 63.7103 | 98.4499 | 562.6954 | 10.9562 | 447 |  | 270 | 371.5121 | 69.0171 | 140.2087 | 233.3561 | 8.0247 | 65.1853 | 91.2837 | 558.22 | 10.9562 | 458 |  | 270 | 369.0994 | 74.5858 | 149.3866 | 242.4236 | 8.0247 | 64.6053 | 98.8495 | 652.7916 | 10.9562 | 493 |  | 270 | 370.5427 | 67.844 | 144.3761 | 235.7441 | 8.0247 | 64.9462 | 93.9146 | 542.4665 | 10.9562 | 458
| 271 | 355.9311 | 65.5411 | 150.4495 | 236.634 | 8.0247 | 64.765 | 91.4303 | 472.2354 | 10.9562 | 442 |  | 271 | 342.1351 | 64.2535 | 150.7913 | 236.2681 | 8.0247 | 63.7083 | 98.5245 | 562.5727 | 10.9562 | 449 |  | 271 | 366.8593 | 68.5383 | 139.8129 | 233.0974 | 8.0247 | 65.182 | 91.3429 | 558.3115 | 10.9562 | 460 |  | 271 | 364.4282 | 74.1185 | 148.9559 | 242.158 | 8.0247 | 64.6005 | 98.9169 | 652.9209 | 10.9562 | 496 |  | 271 | 366.0236 | 67.3382 | 143.8784 | 235.4836 | 8.0247 | 64.944 | 93.985 | 542.406 | 10.9562 | 460
| 272 | 351.7133 | 64.9791 | 149.8417 | 236.3317 | 8.0247 | 64.7625 | 91.4838 | 472.276 | 10.9562 | 443 |  | 272 | 338.065 | 63.6948 | 150.1766 | 235.9614 | 8.0247 | 63.7061 | 98.5944 | 562.4614 | 10.9562 | 451 |  | 272 | 362.5875 | 68.0054 | 139.2116 | 232.7172 | 8.0247 | 65.1784 | 91.3981 | 558.4085 | 10.9562 | 461 |  | 272 | 360.108 | 73.417 | 148.4554 | 241.8453 | 8.0247 | 64.5956 | 98.9804 | 653.0508 | 10.9562 | 498 |  | 272 | 361.69 | 66.8314 | 143.2764 | 235.1431 | 8.0247 | 64.9415 | 94.0515 | 542.3649 | 10.9562 | 461
| 273 | 347.611 | 64.3933 | 149.2607 | 235.9107 | 8.0247 | 64.7596 | 91.5332 | 472.3317 | 10.9562 | 445 |  | 273 | 334.2089 | 63.1072 | 149.4886 | 235.5429 | 8.0247 | 63.7035 | 98.6595 | 562.362 | 10.9562 | 452 |  | 273 | 358.3938 | 67.3885 | 138.6538 | 232.2994 | 8.0247 | 65.1746 | 91.4493 | 558.511 | 10.9562 | 463 |  | 273 | 355.8499 | 72.8675 | 147.8546 | 241.4187 | 8.0247 | 64.5906 | 99.04 | 653.1723 | 10.9562 | 501 |  | 273 | 357.4609 | 66.2704 | 142.7037 | 234.7228 | 8.0247 | 64.9388 | 94.1139 | 542.3435 | 10.9562 | 463
| 274 | 343.5156 | 63.7856 | 148.6947 | 235.4897 | 8.0247 | 64.7564 | 91.5783 | 472.403 | 10.9562 | 446 |  | 274 | 330.1293 | 62.5697 | 148.9741 | 235.1244 | 8.0247 | 63.7005 | 98.7197 | 562.2748 | 10.9562 | 454 |  | 274 | 354.1929 | 66.7848 | 138.0898 | 231.8816 | 8.0247 | 65.1704 | 91.4964 | 558.6194 | 10.9562 | 465 |  | 274 | 351.8009 | 72.1422 | 147.2206 | 240.9922 | 8.0247 | 64.5854 | 99.0957 | 653.2853 | 10.9562 | 504 |  | 274 | 353.3022 | 65.647 | 142.1231 | 234.3026 | 8.0247 | 64.9358 | 94.1722 | 542.3421 | 10.9562 | 465
| 275 | 339.3836 | 63.2515 | 148.1353 | 235.0252 | 8.0247 | 64.7527 | 91.6192 | 472.4897 | 10.9562 | 448 |  | 275 | 326.2688 | 61.9952 | 148.3304 | 234.6527 | 8.0247 | 63.6973 | 98.7748 | 562.1998 | 10.9562 | 456 |  | 275 | 349.917 | 66.2273 | 137.5979 | 231.4208 | 8.0247 | 65.166 | 91.5394 | 558.7335 | 10.9562 | 467 |  | 275 | 347.432 | 71.6164 | 146.7426 | 240.53 | 8.0247 | 64.5801 | 99.1472 | 653.3894 | 10.9562 | 506 |  | 275 | 348.9367 | 65.1826 | 141.6166 | 233.856 | 8.0247 | 64.9325 | 94.2261 | 542.3608 | 10.9562 | 467
| 276 | 335.249 | 62.7404 | 147.5294 | 234.5868 | 8.0247 | 64.7486 | 91.6558 | 472.5903 | 10.9562 | 449 |  | 276 | 322.1681 | 61.5368 | 147.775 | 234.217 | 8.0247 | 63.6937 | 98.8249 | 562.1352 | 10.9562 | 458 |  | 276 | 345.6141 | 65.7264 | 137.0508 | 230.9854 | 8.0247 | 65.1613 | 91.5782 | 558.8516 | 10.9562 | 469 |  | 276 | 343.3626 | 70.9522 | 146.0855 | 240.0859 | 8.0247 | 64.5746 | 99.1947 | 653.4832 | 10.9562 | 509 |  | 276 | 344.7123 | 64.6135 | 141.0652 | 233.4179 | 8.0247 | 64.9289 | 94.2758 | 542.3977 | 10.9562 | 469
| 277 | 331.1769 | 62.1578 | 146.9324 | 234.1485 | 8.0247 | 64.744 | 91.688 | 472.7029 | 10.9562 | 451 |  | 277 | 318.228 | 60.9098 | 147.2268 | 233.7822 | 8.0247 | 63.6897 | 98.87 | 562.079 | 10.9562 | 459 |  | 277 | 341.975 | 65.0171 | 136.4394 | 230.55 | 8.0247 | 65.1562 | 91.6128 | 558.9718 | 10.9562 | 470 |  | 277 | 339.1912 | 70.2846 | 145.5337 | 239.6419 | 8.0247 | 64.569 | 99.238 | 653.5646 | 10.9562 | 512 |  | 277 | 340.7995 | 63.9333 | 140.5082 | 232.9797 | 8.0247 | 64.925 | 94.3212 | 542.4503 | 10.9562 | 470
| 278 | 328.1619 | 61.7374 | 146.5131 | 233.7101 | 8.0247 | 64.7391 | 91.7159 | 472.8255 | 10.9562 | 452 |  | 278 | 315.2773 | 60.4307 | 146.6961 | 233.3474 | 8.0247 | 63.6854 | 98.91 | 562.029 | 10.9562 | 461 |  | 278 | 339.046 | 64.6679 | 136.0649 | 230.1146 | 8.0247 | 65.1509 | 91.6431 | 559.092 | 10.9562 | 472 |  | 278 | 336.0842 | 69.7941 | 145.1132 | 239.1978 | 8.0247 | 64.5633 | 99.2771 | 653.6317 | 10.9562 | 514 |  | 278 | 337.8967 | 63.5915 | 140.1087 | 232.5415 | 8.0247 | 64.9208 | 94.3622 | 542.5164 | 10.9562 | 472
| 279 | 325.2905 | 61.4332 | 146.1113 | 233.2724 | 8.0247 | 64.7338 | 91.7394 | 472.9561 | 10.9562 | 454 |  | 279 | 312.4739 | 60.1286 | 146.3218 | 232.9126 | 8.0247 | 63.6808 | 98.9449 | 561.9831 | 10.9562 | 463 |  | 279 | 336.048 | 64.3463 | 135.7257 | 229.6854 | 8.0247 | 65.1453 | 91.6692 | 559.2102 | 10.9562 | 474 |  | 279 | 333.059 | 69.5235 | 144.7343 | 238.7537 | 8.0247 | 64.5574 | 99.312 | 653.6826 | 10.9562 | 517 |  | 279 | 334.9549 | 63.2839 | 139.7045 | 232.1128 | 8.0247 | 64.9163 | 94.3988 | 542.5935 | 10.9562 | 474
| 280 | 322.51 | 61.0784 | 145.6541 | 232.8497 | 8.0247 | 64.7281 | 91.7586 | 473.0929 | 10.9562 | 455 |  | 280 | 309.8607 | 59.7673 | 145.8143 | 232.4802 | 8.0247 | 63.6758 | 98.9747 | 561.9392 | 10.9562 | 464 |  | 280 | 332.9704 | 64.1057 | 135.3552 | 229.286 | 8.0247 | 65.1394 | 91.691 | 559.3244 | 10.9562 | 475 |  | 280 | 330.347 | 69.1516 | 144.1359 | 238.3174 | 8.0247 | 64.5513 | 99.3426 | 653.7153 | 10.9562 | 519 |  | 280 | 332.0473 | 62.9579 | 139.2782 | 231.6906 | 8.0247 | 64.9115 | 94.431 | 542.6794 | 10.9562 | 475
| 281 | 319.7601 | 60.7009 | 145.2235 | 232.3926 | 8.0247 | 64.7219 | 91.7734 | 473.2339 | 10.9562 | 457 |  | 281 | 307.1816 | 59.4113 | 145.4616 | 231.9536 | 8.0247 | 63.6705 | 98.9994 | 561.8952 | 10.9562 | 466 |  | 281 | 330.1963 | 63.6527 | 134.8945 | 228.8858 | 8.0247 | 65.1332 | 91.7085 | 559.4326 | 10.9562 | 477 |  | 281 | 327.3411 | 68.7823 | 143.8425 | 237.8676 | 8.0247 | 64.5451 | 99.3689 | 653.7278 | 10.9562 | 522 |  | 281 | 329.1321 | 62.5998 | 138.8825 | 231.2773 | 8.0247 | 64.9064 | 94.4587 | 542.7716 | 10.9562 | 477
| 282 | 316.7705 | 60.4503 | 144.8895 | 231.9516 | 8.0247 | 64.7154 | 91.7837 | 473.3771 | 10.9562 | 458 |  | 282 | 304.2443 | 59.1671 | 145.1661 | 231.5162 | 8.0247 | 63.6649 | 99.0189 | 561.849 | 10.9562 | 467 |  | 282 | 327.055 | 63.3842 | 134.5962 | 228.5058 | 8.0247 | 65.1267 | 91.7216 | 559.5328 | 10.9562 | 478 |  | 282 | 324.4464 | 68.412 | 143.4348 | 237.4217 | 8.0247 | 64.5387 | 99.3908 | 653.7183 | 10.9562 | 524 |  | 282 | 325.934 | 62.4041 | 138.5827 | 230.8887 | 8.0247 | 64.9011 | 94.482 | 542.8678 | 10.9562 | 478
| 283 | 313.9763 | 60.0534 | 144.3336 | 231.6834 | 8.0247 | 64.7086 | 91.7897 | 473.5205 | 10.9562 | 459 |  | 283 | 301.4906 | 58.8465 | 144.605 | 231.2372 | 8.0247 | 63.659 | 99.0333 | 561.7984 | 10.9562 | 469 |  | 283 | 324.1295 | 62.9823 | 134.0846 | 228.2568 | 8.0247 | 65.1199 | 91.7304 | 559.6229 | 10.9562 | 480 |  | 283 | 321.5143 | 68.0007 | 142.9245 | 237.1568 | 8.0247 | 64.5322 | 99.4083 | 653.6848 | 10.9562 | 526 |  | 283 | 323.0828 | 61.9603 | 138.0475 | 230.6366 | 8.0247 | 64.8955 | 94.5008 | 542.9657 | 10.9562 | 480
| 284 | 310.9215 | 59.7288 | 143.9541 | 231.4273 | 8.0247 | 64.7013 | 91.7911 | 473.6624 | 10.9562 | 459 |  | 284 | 298.6357 | 58.4501 | 144.198 | 230.981 | 8.0247 | 63.6527 | 99.0426 | 561.7413 | 10.9562 | 470 |  | 284 | 321.1299 | 62.5835 | 133.6439 | 228.0078 | 8.0247 | 65.1129 | 91.7349 | 559.701 | 10.9562 | 482 |  | 284 | 318.4724 | 67.5943 | 142.5107 | 236.9005 | 8.0247 | 64.5255 | 99.4213 | 653.6253 | 10.9562 | 529 |  | 284 | 320.0537 | 61.5919 | 137.6148 | 230.3846 | 8.0247 | 64.8896 | 94.5151 | 543.0629 | 10.9562 | 482
| 285 | 308.1579 | 59.2467 | 143.4405 | 231.1712 | 8.0247 | 64.6937 | 91.7882 | 473.8006 | 10.9562 | 461 |  | 285 | 295.819 | 58.0508 | 143.7557 | 230.7249 | 8.0247 | 63.6461 | 99.0467 | 561.6757 | 10.9562 | 472 |  | 285 | 318.089 | 62.2356 | 133.1936 | 227.7588 | 8.0247 | 65.1055 | 91.735 | 559.7651 | 10.9562 | 483 |  | 285 | 315.4818 | 67.1552 | 142.078 | 236.6442 | 8.0247 | 64.5186 | 99.4299 | 653.538 | 10.9562 | 531 |  | 285 | 317.0208 | 61.2153 | 137.194 | 230.1326 | 8.0247 | 64.8834 | 94.5248 | 543.157 | 10.9562 | 483
| 286 | 305.0951 | 58.9251 | 143.077 | 230.9041 | 8.0247 | 64.6857 | 91.7807 | 473.9333 | 10.9562 | 461 |  | 286 | 292.867 | 57.7405 | 143.3779 | 230.4505 | 8.0247 | 63.6392 | 99.0456 | 561.5993 | 10.9562 | 473 |  | 286 | 315.24 | 61.7131 | 132.7596 | 227.4764 | 8.0247 | 65.0979 | 91.7306 | 559.8131 | 10.9562 | 484 |  | 286 | 312.5578 | 66.6561 | 141.6506 | 236.3762 | 8.0247 | 64.5116 | 99.4339 | 653.4208 | 10.9562 | 533 |  | 286 | 314.0056 | 60.8112 | 136.829 | 229.8346 | 8.0247 | 64.8769 | 94.5299 | 543.2457 | 10.9562 | 484
| 287 | 302.1152 | 58.6134 | 142.765 | 230.4924 | 8.0247 | 64.6774 | 91.7688 | 474.0585 | 10.9562 | 462 |  | 287 | 290.1801 | 57.4111 | 142.887 | 230.0433 | 8.0247 | 63.632 | 99.0393 | 561.5101 | 10.9562 | 475 |  | 287 | 312.2409 | 61.4006 | 132.4054 | 227.0541 | 8.0247 | 65.0901 | 91.7219 | 559.8431 | 10.9562 | 486 |  | 287 | 309.3793 | 66.4115 | 141.368 | 235.9633 | 8.0247 | 64.5043 | 99.4333 | 653.2718 | 10.9562 | 535 |  | 287 | 311.1156 | 60.4028 | 136.4679 | 229.4119 | 8.0247 | 64.8701 | 94.5304 | 543.3266 | 10.9562 | 486
| 288 | 299.3776 | 58.3075 | 142.2562 | 230.0297 | 8.0247 | 64.6687 | 91.7524 | 474.1743 | 10.9562 | 462 |  | 288 | 287.4419 | 57.1096 | 142.4714 | 229.5841 | 8.0247 | 63.6245 | 99.0278 | 561.4059 | 10.9562 | 476 |  | 288 | 309.3276 | 61.0521 | 132.0401 | 226.5932 | 8.0247 | 65.0819 | 91.7086 | 559.8529 | 10.9562 | 487 |  | 288 | 306.6476 | 66.0005 | 140.864 | 235.4914 | 8.0247 | 64.4969 | 99.4281 | 653.0891 | 10.9562 | 538 |  | 288 | 308.3125 | 60.0078 | 136.036 | 228.9597 | 8.0247 | 64.8631 | 94.5262 | 543.3974 | 10.9562 | 487
| 289 | 296.6128 | 57.9117 | 141.7749 | 229.6564 | 8.0247 | 64.6597 | 91.7314 | 474.2787 | 10.9562 | 463 |  | 289 | 284.9154 | 56.6272 | 141.9374 | 229.2125 | 8.0247 | 63.6167 | 99.011 | 561.2847 | 10.9562 | 477 |  | 289 | 306.4655 | 60.5551 | 131.6275 | 226.2768 | 8.0247 | 65.0735 | 91.6909 | 559.8407 | 10.9562 | 489 |  | 289 | 303.9179 | 65.4349 | 140.4072 | 235.125 | 8.0247 | 64.4894 | 99.4182 | 652.8708 | 10.9562 | 540 |  | 289 | 305.4362 | 59.5571 | 135.5993 | 228.6411 | 8.0247 | 64.8558 | 94.5174 | 543.4557 | 10.9562 | 489
| 290 | 293.9499 | 57.3433 | 141.3021 | 229.3454 | 8.0247 | 64.6503 | 91.706 | 474.3698 | 10.9562 | 463 |  | 290 | 282.1108 | 56.1809 | 141.5938 | 228.8925 | 8.0247 | 63.6085 | 98.9891 | 561.1443 | 10.9562 | 479 |  | 290 | 303.612 | 60.071 | 131.1943 | 225.9596 | 8.0247 | 65.0648 | 91.6688 | 559.8044 | 10.9562 | 490 |  | 290 | 301.0348 | 64.9343 | 139.9755 | 234.8218 | 8.0247 | 64.4816 | 99.4036 | 652.6149 | 10.9562 | 542 |  | 290 | 302.6222 | 59.0553 | 135.1395 | 228.3344 | 8.0247 | 64.8482 | 94.5038 | 543.4992 | 10.9562 | 490
| 291 | 290.986 | 56.9824 | 140.914 | 229.0431 | 8.0247 | 64.6407 | 91.6759 | 474.4457 | 10.9562 | 464 |  | 291 | 279.2661 | 55.7755 | 141.2448 | 228.5772 | 8.0247 | 63.6001 | 98.9618 | 560.9826 | 10.9562 | 480 |  | 291 | 300.6352 | 59.6505 | 130.8323 | 225.6308 | 8.0247 | 65.0558 | 91.6421 | 559.742 | 10.9562 | 491 |  | 291 | 297.9805 | 64.5762 | 139.6055 | 234.4856 | 8.0247 | 64.4737 | 99.3843 | 652.3194 | 10.9562 | 544 |  | 291 | 299.5835 | 58.7261 | 134.7564 | 228.0032 | 8.0247 | 64.8403 | 94.4855 | 543.5254 | 10.9562 | 491
| 292 | 288.156 | 56.5184 | 140.4864 | 228.7496 | 8.0247 | 64.6307 | 91.6413 | 474.5043 | 10.9562 | 464 |  | 292 | 276.5491 | 55.3632 | 140.7514 | 228.2855 | 8.0247 | 63.5914 | 98.9293 | 560.7974 | 10.9562 | 480 |  | 292 | 297.8128 | 59.1992 | 130.3354 | 225.3133 | 8.0247 | 65.0466 | 91.6108 | 559.6514 | 10.9562 | 491 |  | 292 | 295.326 | 63.9926 | 139.0613 | 234.1494 | 8.0247 | 64.4656 | 99.3602 | 651.9825 | 10.9562 | 546 |  | 292 | 296.837 | 58.1923 | 134.2584 | 227.6993 | 8.0247 | 64.8322 | 94.4625 | 543.5321 | 10.9562 | 491
| 293 | 285.4351 | 56.0347 | 140.0131 | 228.4122 | 8.0247 | 64.6203 | 91.6022 | 474.5438 | 10.9562 | 465 |  | 293 | 273.8419 | 54.9475 | 140.3 | 227.9453 | 8.0247 | 63.5824 | 98.8915 | 560.5868 | 10.9562 | 481 |  | 293 | 295.0043 | 58.6994 | 129.918 | 224.9511 | 8.0247 | 65.0372 | 91.575 | 559.5308 | 10.9562 | 492 |  | 293 | 292.5679 | 63.4714 | 138.5723 | 233.799 | 8.0247 | 64.4573 | 99.3313 | 651.6021 | 10.9562 | 548 |  | 293 | 293.9697 | 57.7469 | 133.8441 | 227.3439 | 8.0247 | 64.8238 | 94.4347 | 543.5169 | 10.9562 | 492
| 294 | 282.6825 | 55.6672 | 139.4827 | 228.0476 | 8.0247 | 64.6097 | 91.5584 | 474.5622 | 10.9562 | 465 |  | 294 | 271.1189 | 54.603 | 139.8543 | 227.544 | 8.0247 | 63.5731 | 98.8485 | 560.3484 | 10.9562 | 481 |  | 294 | 292.1454 | 58.2711 | 129.5199 | 224.5482 | 8.0247 | 65.0274 | 91.5347 | 559.3779 | 10.9562 | 492 |  | 294 | 289.6972 | 62.9792 | 138.1926 | 233.4231 | 8.0247 | 64.4488 | 99.2974 | 651.1763 | 10.9562 | 550 |  | 294 | 291.005 | 57.3536 | 133.4962 | 226.9677 | 8.0247 | 64.8151 | 94.402 | 543.4774 | 10.9562 | 492
| 295 | 279.9997 | 55.2894 | 139.1125 | 227.4632 | 8.0247 | 64.5988 | 91.51 | 474.5576 | 10.9562 | 467 |  | 295 | 268.6376 | 54.1435 | 139.4643 | 226.9606 | 8.0247 | 63.5635 | 98.8001 | 560.0803 | 10.9562 | 482 |  | 295 | 289.417 | 57.8614 | 129.1638 | 223.9545 | 8.0247 | 65.0174 | 91.4897 | 559.191 | 10.9562 | 494 |  | 295 | 286.9058 | 62.5923 | 137.8451 | 232.8304 | 8.0247 | 64.4401 | 99.2587 | 650.7033 | 10.9562 | 552 |  | 295 | 288.3452 | 56.933 | 133.0876 | 226.3745 | 8.0247 | 64.8062 | 94.3645 | 543.4113 | 10.9562 | 494
| 296 | 277.3477 | 54.9444 | 138.6415 | 226.916 | 8.0247 | 64.5875 | 91.457 | 474.528 | 10.9562 | 467 |  | 296 | 266.1242 | 53.7815 | 138.9636 | 226.4221 | 8.0247 | 63.5536 | 98.7463 | 559.7803 | 10.9562 | 482 |  | 296 | 286.7596 | 57.4059 | 128.691 | 223.4521 | 8.0247 | 65.0072 | 91.4401 | 558.9679 | 10.9562 | 494 |  | 296 | 284.2304 | 62.1553 | 137.4037 | 232.2656 | 8.0247 | 64.4312 | 99.215 | 650.181 | 10.9562 | 554 |  | 296 | 285.7609 | 56.4849 | 132.5592 | 225.853 | 8.0247 | 64.797 | 94.3221 | 543.3162 | 10.9562 | 494
| 297 | 274.6107 | 54.515 | 138.1979 | 226.5109 | 8.0247 | 64.576 | 91.3993 | 474.4715 | 10.9562 | 468 |  | 297 | 263.5174 | 53.393 | 138.4456 | 226.021 | 8.0247 | 63.5434 | 98.6873 | 559.4463 | 10.9562 | 483 |  | 297 | 283.8613 | 57.0086 | 128.2872 | 223.0635 | 8.0247 | 64.9967 | 91.3859 | 558.7066 | 10.9562 | 495 |  | 297 | 281.3999 | 61.7115 | 136.9786 | 231.8464 | 8.0247 | 64.4221 | 99.1662 | 649.6075 | 10.9562 | 556 |  | 297 | 282.8132 | 56.1172 | 132.1789 | 225.4665 | 8.0247 | 64.7875 | 94.2748 | 543.1898 | 10.9562 | 495
| 298 | 271.8044 | 54.0429 | 137.7706 | 226.2014 | 8.0247 | 64.5641 | 91.337 | 474.3861 | 10.9562 | 468 |  | 298 | 260.7642 | 52.9601 | 138.023 | 225.7152 | 8.0247 | 63.533 | 98.6229 | 559.0762 | 10.9562 | 483 |  | 298 | 281.0061 | 56.5649 | 127.8019 | 222.7597 | 8.0247 | 64.986 | 91.327 | 558.4051 | 10.9562 | 495 |  | 298 | 278.5016 | 61.2246 | 136.5624 | 231.5292 | 8.0247 | 64.4129 | 99.1125 | 648.9809 | 10.9562 | 557 |  | 298 | 279.9554 | 55.685 | 131.6896 | 225.1634 | 8.0247 | 64.7778 | 94.2226 | 543.0297 | 10.9562 | 495
| 299 | 269.1632 | 53.5551 | 137.2467 | 225.8392 | 8.0247 | 64.552 | 91.27 | 474.2699 | 10.9562 | 469 |  | 299 | 258.083 | 52.5507 | 137.5583 | 225.3561 | 8.0247 | 63.5223 | 98.5531 | 558.6678 | 10.9562 | 485 |  | 299 | 278.1433 | 56.1226 | 127.3998 | 222.3787 | 8.0247 | 64.975 | 91.2634 | 558.0615 | 10.9562 | 496 |  | 299 | 275.8176 | 60.7154 | 136.0023 | 231.1639 | 8.0247 | 64.4034 | 99.0536 | 648.2992 | 10.9562 | 559 |  | 299 | 277.2062 | 55.2017 | 131.2192 | 224.7841 | 8.0247 | 64.7678 | 94.1654 | 542.8335 | 10.9562 | 496
| 300 | 266.3056 | 53.1606 | 136.8773 | 225.4455 | 8.0247 | 64.5396 | 91.1983 | 474.121 | 10.9562 | 469 |  | 300 | 255.3893 | 52.1146 | 137.164 | 224.9657 | 8.0247 | 63.5113 | 98.4779 | 558.219 | 10.9562 | 485 |  | 300 | 275.0596 | 55.8292 | 127.0924 | 221.9753 | 8.0247 | 64.9638 | 91.1951 | 557.6736 | 10.9562 | 496 |  | 300 | 272.915 | 60.2826 | 135.626 | 230.7571 | 8.0247 | 64.3937 | 98.9896 | 647.5605 | 10.9562 | 561 |  | 300 | 274.1267 | 54.8818 | 130.9345 | 224.3861 | 8.0247 | 64.7575 | 94.1032 | 542.5989 | 10.9562 | 496
| 301 | 263.2996 | 52.9329 | 136.5621 | 224.9791 | 8.0247 | 64.527 | 91.1219 | 473.9373 | 10.9562 | 470 |  | 301 | 252.6878 | 51.8446 | 136.686 | 224.5008 | 8.0247 | 63.5 | 98.3973 | 557.7277 | 10.9562 | 486 |  | 301 | 272.1191 | 55.4559 | 126.7912 | 221.5021 | 8.0247 | 64.9523 | 91.1221 | 557.2395 | 10.9562 | 497 |  | 301 | 269.8887 | 59.9701 | 135.3172 | 230.2861 | 8.0247 | 64.3839 | 98.9204 | 646.7628 | 10.9562 | 563 |  | 301 | 271.1223 | 54.6447 | 130.5662 | 223.9135 | 8.0247 | 64.747 | 94.0359 | 542.3235 | 10.9562 | 497
| 302 | 260.9157 | 52.5576 | 135.8605 | 224.4248 | 8.0247 | 64.5141 | 91.0407 | 473.7171 | 10.9562 | 470 |  | 302 | 250.2516 | 51.4501 | 136.1437 | 223.9594 | 8.0247 | 63.4885 | 98.3113 | 557.1919 | 10.9562 | 486 |  | 302 | 269.5791 | 54.9495 | 126.3193 | 220.9324 | 8.0247 | 64.9406 | 91.0443 | 556.7572 | 10.9562 | 497 |  | 302 | 267.4765 | 59.5475 | 134.592 | 229.7275 | 8.0247 | 64.3738 | 98.8461 | 645.9043 | 10.9562 | 564 |  | 302 | 268.7629 | 54.1772 | 129.8808 | 223.3436 | 8.0247 | 64.7363 | 93.9637 | 542.0051 | 10.9562 | 497
| 303 | 258.1513 | 52.2902 | 135.4117 | 223.8902 | 8.0247 | 64.5009 | 90.9549 | 473.4582 | 10.9562 | 471 |  | 303 | 247.7232 | 51.1261 | 135.6203 | 223.4207 | 8.0247 | 63.4767 | 98.2199 | 556.6093 | 10.9562 | 487 |  | 303 | 266.8272 | 54.6165 | 125.7951 | 220.4535 | 8.0247 | 64.9286 | 90.9617 | 556.2247 | 10.9562 | 498 |  | 303 | 264.6388 | 59.2452 | 134.1698 | 229.1713 | 8.0247 | 64.3635 | 98.7664 | 644.9829 | 10.9562 | 566 |  | 303 | 265.9036 | 53.8214 | 129.5047 | 222.8526 | 8.0247 | 64.7252 | 93.8863 | 541.6411 | 10.9562 | 498
| 304 | 255.5452 | 51.7892 | 134.8996 | 223.4944 | 8.0247 | 64.4874 | 90.8642 | 473.1588 | 10.9562 | 471 |  | 304 | 245.0813 | 50.7392 | 135.1437 | 223.0117 | 8.0247 | 63.4646 | 98.1231 | 555.9779 | 10.9562 | 487 |  | 304 | 264.0886 | 54.1401 | 125.3166 | 220.0589 | 8.0247 | 64.9164 | 90.8744 | 555.64 | 10.9562 | 498 |  | 304 | 262.051 | 58.6521 | 133.6409 | 228.7624 | 8.0247 | 64.353 | 98.6815 | 643.9967 | 10.9562 | 567 |  | 304 | 263.2666 | 53.271 | 129.004 | 222.4583 | 8.0247 | 64.7139 | 93.8038 | 541.2293 | 10.9562 | 498
| 305 | 252.7681 | 51.4138 | 134.4088 | 223.1226 | 8.0247 | 64.4738 | 90.7688 | 472.817 | 10.9562 | 472 |  | 305 | 242.5052 | 50.3874 | 134.5285 | 222.6402 | 8.0247 | 63.4523 | 98.0208 | 555.2955 | 10.9562 | 488 |  | 305 | 261.1314 | 53.8095 | 124.8508 | 219.7245 | 8.0247 | 64.904 | 90.7823 | 555.0009 | 10.9562 | 499 |  | 305 | 259.1762 | 58.2516 | 133.1756 | 228.3845 | 8.0247 | 64.3422 | 98.5912 | 642.9438 | 10.9562 | 569 |  | 305 | 260.3344 | 52.9073 | 128.5548 | 222.1212 | 8.0247 | 64.7024 | 93.7162 | 540.7674 | 10.9562 | 499
| 306 | 250.0762 | 51.1036 | 133.718 | 222.8002 | 8.0247 | 64.4598 | 90.6687 | 472.4307 | 10.9562 | 472 |  | 306 | 239.8044 | 50.0218 | 134.0018 | 222.3189 | 8.0247 | 63.4398 | 97.913 | 554.5601 | 10.9562 | 488 |  | 306 | 258.0027 | 53.4805 | 124.5397 | 219.4053 | 8.0247 | 64.8914 | 90.6853 | 554.3057 | 10.9562 | 499 |  | 306 | 256.4495 | 57.8881 | 132.4801 | 228.0516 | 8.0247 | 64.3313 | 98.4955 | 641.8223 | 10.9562 | 570 |  | 306 | 257.3787 | 52.6051 | 128.0495 | 221.8023 | 8.0247 | 64.6906 | 93.6234 | 540.2529 | 10.9562 | 499
| 307 | 247.2991 | 50.7586 | 133.1473 | 222.4779 | 8.0247 | 64.4457 | 90.5637 | 471.9981 | 10.9562 | 473 |  | 307 | 237.0925 | 49.7494 | 133.3929 | 221.9976 | 8.0247 | 63.4269 | 97.7998 | 553.7694 | 10.9562 | 489 |  | 307 | 255.3919 | 53.1566 | 123.7056 | 219.0861 | 8.0247 | 64.8785 | 90.5835 | 553.5521 | 10.9562 | 500 |  | 307 | 253.5199 | 57.5499 | 131.9622 | 227.7187 | 8.0247 | 64.3201 | 98.3944 | 640.6301 | 10.9562 | 572 |  | 307 | 254.552 | 52.3096 | 127.4084 | 221.4833 | 8.0247 | 64.6786 | 93.5254 | 539.6834 | 10.9562 | 500
| 308 | 244.5373 | 50.4635 | 132.5134 | 222.1535 | 8.0247 | 64.4313 | 90.4539 | 471.5171 | 10.9562 | 473 |  | 308 | 234.3583 | 49.4951 | 132.8058 | 221.6588 | 8.0247 | 63.4139 | 97.681 | 552.9215 | 10.9562 | 489 |  | 308 | 252.5166 | 52.8581 | 123.1478 | 218.7296 | 8.0247 | 64.8654 | 90.4768 | 552.7383 | 10.9562 | 500 |  | 308 | 250.8632 | 57.1743 | 131.2088 | 227.3858 | 8.0247 | 64.3088 | 98.2878 | 639.3654 | 10.9562 | 573 |  | 308 | 251.7327 | 52.0309 | 126.7665 | 221.141 | 8.0247 | 64.6663 | 93.4222 | 539.0567 | 10.9562 | 500
| 309 | 242.3481 | 50.1046 | 131.4637 | 221.7361 | 8.0247 | 64.4167 | 90.3392 | 470.986 | 10.9562 | 474 |  | 309 | 232.3262 | 49.0938 | 131.7391 | 221.2445 | 8.0247 | 63.4005 | 97.5568 | 552.0141 | 10.9562 | 490 |  | 309 | 250.2255 | 52.5421 | 122.0834 | 218.313 | 8.0247 | 64.8521 | 90.3651 | 551.8622 | 10.9562 | 501 |  | 309 | 248.5849 | 56.7488 | 130.2185 | 226.9614 | 8.0247 | 64.2971 | 98.1757 | 638.0262 | 10.9562 | 575 |  | 309 | 249.3439 | 51.6738 | 125.8458 | 220.7253 | 8.0247 | 64.6538 | 93.3137 | 538.3705 | 10.9562 | 501
| 310 | 239.9005 | 49.7432 | 130.6749 | 221.3187 | 8.0247 | 64.4019 | 90.2197 | 470.4026 | 10.9562 | 474 |  | 310 | 230.0435 | 48.7392 | 130.8763 | 220.8301 | 8.0247 | 63.387 | 97.427 | 551.0451 | 10.9562 | 490 |  | 310 | 247.5776 | 52.0376 | 121.5644 | 217.8964 | 8.0247 | 64.8385 | 90.2486 | 550.9218 | 10.9562 | 501 |  | 310 | 246.0599 | 56.3487 | 129.4556 | 226.5308 | 8.0247 | 64.2853 | 98.058 | 636.6106 | 10.9562 | 576 |  | 310 | 246.9231 | 51.2218 | 125.0521 | 220.3095 | 8.0247 | 64.641 | 93.1999 | 537.6222 | 10.9562 | 501
| 311 | 237.4946 | 49.4099 | 129.8163 | 220.9013 | 8.0247 | 64.3868 | 90.0954 | 469.7651 | 10.9562 | 474 |  | 311 | 227.7708 | 48.4738 | 129.9143 | 220.4158 | 8.0247 | 63.3732 | 97.2917 | 550.0125 | 10.9562 | 491 |  | 311 | 245.0692 | 51.6996 | 120.7335 | 217.4856 | 8.0247 | 64.8247 | 90.1271 | 549.9151 | 10.9562 | 502 |  | 311 | 243.6109 | 55.9871 | 128.5782 | 226.1002 | 8.0247 | 64.2733 | 97.9348 | 635.1166 | 10.9562 | 577 |  | 311 | 244.4364 | 50.9248 | 124.1621 | 219.901 | 8.0247 | 64.628 | 93.0808 | 536.8096 | 10.9562 | 502
| 312 | 234.9242 | 49.0344 | 129.188 | 220.4604 | 8.0247 | 64.3722 | 89.9661 | 469.0716 | 10.9562 | 474 |  | 312 | 225.2492 | 48.0226 | 129.4073 | 219.9811 | 8.0247 | 63.3591 | 97.1508 | 548.9141 | 10.9562 | 491 |  | 312 | 242.3259 | 51.3176 | 120.2112 | 217.0451 | 8.0247 | 64.8107 | 90.0007 | 548.84 | 10.9562 | 502 |  | 312 | 240.9297 | 55.5678 | 128.014 | 225.6464 | 8.0247 | 64.261 | 97.8059 | 633.5422 | 10.9562 | 579 |  | 312 | 241.6863 | 50.5648 | 123.6299 | 219.461 | 8.0247 | 64.6147 | 92.9564 | 535.9303 | 10.9562 | 502
| 313 | 232.3255 | 48.6675 | 128.58 | 220.0189 | 8.0247 | 64.3579 | 89.832 | 468.3285 | 10.9562 | 475 |  | 313 | 222.8634 | 47.6083 | 128.7313 | 219.5427 | 8.0247 | 63.3449 | 97.0043 | 547.7483 | 10.9562 | 492 |  | 313 | 239.8119 | 50.9333 | 119.462 | 216.6045 | 8.0247 | 64.7973 | 89.8693 | 547.6946 | 10.9562 | 503 |  | 313 | 238.2618 | 55.1758 | 127.4104 | 225.1913 | 8.0247 | 64.2484 | 97.6713 | 631.8857 | 10.9562 | 580 |  | 313 | 239.0742 | 50.1158 | 123.0486 | 219.0211 | 8.0247 | 64.6012 | 92.8266 | 534.982 | 10.9562 | 503
| 314 | 229.861 | 48.3604 | 127.7778 | 219.5774 | 8.0247 | 64.3434 | 89.6929 | 467.5267 | 10.9562 | 475 |  | 314 | 220.5147 | 47.3228 | 127.8895 | 219.1044 | 8.0247 | 63.3306 | 96.8523 | 546.5224 | 10.9562 | 492 |  | 314 | 237.1789 | 50.5437 | 118.8372 | 216.1639 | 8.0247 | 64.7838 | 89.7329 | 546.4769 | 10.9562 | 503 |  | 314 | 235.7525 | 54.7817 | 126.6504 | 224.7361 | 8.0247 | 64.2357 | 97.531 | 630.1449 | 10.9562 | 581 |  | 314 | 236.7367 | 49.822 | 122.0376 | 218.5812 | 8.0247 | 64.5874 | 92.6914 | 533.9623 | 10.9562 | 503
| 315 | 227.324 | 48.118 | 126.9836 | 219.1359 | 8.0247 | 64.3287 | 89.5489 | 466.6628 | 10.9562 | 476 |  | 315 | 218.002 | 47.0783 | 127.1705 | 218.666 | 8.0247 | 63.3166 | 96.6947 | 545.2242 | 10.9562 | 492 |  | 315 | 234.6771 | 50.2153 | 118.02 | 215.7234 | 8.0247 | 64.7701 | 89.5914 | 545.1848 | 10.9562 | 504 |  | 315 | 233.164 | 54.5472 | 125.81 | 224.2809 | 8.0247 | 64.2227 | 97.3849 | 628.3226 | 10.9562 | 582 |  | 315 | 234.0343 | 49.5205 | 121.3993 | 218.1412 | 8.0247 | 64.5735 | 92.5507 | 532.8688 | 10.9562 | 504
| 316 | 224.9851 | 47.7787 | 126.0881 | 218.6945 | 8.0247 | 64.3138 | 89.4 | 465.7349 | 10.9562 | 476 |  | 316 | 215.6392 | 46.7621 | 126.3735 | 218.2276 | 8.0247 | 63.3024 | 96.5315 | 543.8515 | 10.9562 | 492 |  | 316 | 232.2253 | 49.8954 | 117.1441 | 215.2828 | 8.0247 | 64.7562 | 89.4449 | 543.8164 | 10.9562 | 504 |  | 316 | 230.6371 | 54.2682 | 124.9526 | 223.8257 | 8.0247 | 64.2094 | 97.233 | 626.4144 | 10.9562 | 583 |  | 316 | 231.4788 | 49.2021 | 120.6308 | 217.7013 | 8.0247 | 64.5599 | 92.4046 | 531.6992 | 10.9562 | 504
| 317 | 222.3344 | 47.3638 | 125.5801 | 218.253 | 8.0247 | 64.2987 | 89.2461 | 464.741 | 10.9562 | 477 |  | 317 | 213.2104 | 46.4457 | 125.6426 | 217.7893 | 8.0247 | 63.2879 | 96.3626 | 542.4024 | 10.9562 | 493 |  | 317 | 229.5858 | 49.5237 | 116.5079 | 214.8422 | 8.0247 | 64.742 | 89.2934 | 542.3696 | 10.9562 | 505 |  | 317 | 227.9932 | 53.8339 | 124.3674 | 223.3706 | 8.0247 | 64.196 | 97.0753 | 624.4162 | 10.9562 | 584 |  | 317 | 228.8446 | 48.8092 | 120.0156 | 217.2614 | 8.0247 | 64.5461 | 92.253 | 530.4512 | 10.9562 | 505
| 318 | 219.8782 | 47.0127 | 124.8138 | 217.8115 | 8.0247 | 64.2834 | 89.0872 | 463.6791 | 10.9562 | 477 |  | 318 | 210.7513 | 46.085 | 124.9864 | 217.3509 | 8.0247 | 63.2732 | 96.1881 | 540.8745 | 10.9562 | 493 |  | 318 | 226.9099 | 49.1746 | 115.8677 | 214.4194 | 8.0247 | 64.7276 | 89.1367 | 540.8424 | 10.9562 | 505 |  | 318 | 225.4872 | 53.3955 | 123.6484 | 222.9154 | 8.0247 | 64.1824 | 96.9116 | 622.3259 | 10.9562 | 585 |  | 318 | 226.322 | 48.4288 | 119.2763 | 216.8214 | 8.0247 | 64.5321 | 92.0959 | 529.1223 | 10.9562 | 505
| 319 | 217.1825 | 46.6202 | 124.3003 | 217.3979 | 8.0247 | 64.2679 | 88.9234 | 462.5473 | 10.9562 | 478 |  | 319 | 208.19 | 45.707 | 124.4389 | 216.9232 | 8.0247 | 63.2583 | 96.008 | 539.2658 | 10.9562 | 494 |  | 319 | 224.1256 | 48.7515 | 115.3404 | 214.066 | 8.0247 | 64.713 | 88.975 | 539.2328 | 10.9562 | 506 |  | 319 | 222.8042 | 52.8594 | 123.1588 | 222.5056 | 8.0247 | 64.1689 | 96.742 | 620.1416 | 10.9562 | 586 |  | 319 | 223.4431 | 48.0178 | 118.8408 | 216.4645 | 8.0247 | 64.5177 | 91.9332 | 527.7102 | 10.9562 | 506
| 320 | 214.7818 | 46.3762 | 123.8219 | 217.0387 | 8.0247 | 64.2522 | 88.7545 | 461.3436 | 10.9562 | 478 |  | 320 | 205.9612 | 45.4272 | 123.9894 | 216.5637 | 8.0247 | 63.2432 | 95.8222 | 537.574 | 10.9562 | 494 |  | 320 | 221.8777 | 48.4521 | 114.8654 | 213.7127 | 8.0247 | 64.6982 | 88.8081 | 537.5388 | 10.9562 | 506 |  | 320 | 220.137 | 52.5589 | 122.6675 | 222.1362 | 8.0247 | 64.1551 | 96.5664 | 617.8613 | 10.9562 | 586 |  | 320 | 221.0804 | 47.8043 | 118.408 | 216.1105 | 8.0247 | 64.5032 | 91.7649 | 526.2126 | 10.9562 | 506
| 321 | 212.7605 | 46.166 | 123.1496 | 216.6795 | 8.0247 | 64.2363 | 88.5806 | 460.0661 | 10.9562 | 478 |  | 321 | 204.072 | 45.2555 | 123.2403 | 216.1925 | 8.0247 | 63.2278 | 95.6307 | 535.7972 | 10.9562 | 495 |  | 321 | 219.4926 | 48.2207 | 114.5149 | 213.3593 | 8.0247 | 64.6832 | 88.636 | 535.7584 | 10.9562 | 506 |  | 321 | 218.1569 | 52.32 | 121.8988 | 221.7668 | 8.0247 | 64.1411 | 96.3848 | 615.483 | 10.9562 | 587 |  | 321 | 219.0078 | 47.5644 | 117.7602 | 215.7565 | 8.0247 | 64.4884 | 91.5911 | 524.6272 | 10.9562 | 506
| 322 | 210.9922 | 45.9586 | 122.3052 | 216.2365 | 8.0247 | 64.2203 | 88.4017 | 458.7127 | 10.9562 | 478 |  | 322 | 202.3301 | 45.0754 | 122.4531 | 215.7207 | 8.0247 | 63.2122 | 95.4335 | 533.933 | 10.9562 | 495 |  | 322 | 217.6119 | 48.0693 | 113.6863 | 212.8998 | 8.0247 | 64.6679 | 88.4588 | 533.8895 | 10.9562 | 506 |  | 322 | 216.336 | 52.0625 | 121.0555 | 221.3314 | 8.0247 | 64.1268 | 96.1972 | 613.0049 | 10.9562 | 587 |  | 322 | 217.143 | 47.4142 | 116.9183 | 215.299 | 8.0247 | 64.4733 | 91.4115 | 522.9514 | 10.9562 | 506
| 323 | 209.0339 | 45.7809 | 121.6898 | 215.7248 | 8.0247 | 64.204 | 88.2177 | 457.2815 | 10.9562 | 479 |  | 323 | 200.3888 | 44.939 | 121.8697 | 215.2007 | 8.0247 | 63.1963 | 95.2306 | 531.9794 | 10.9562 | 495 |  | 323 | 215.4914 | 47.8608 | 113.1999 | 212.3947 | 8.0247 | 64.6524 | 88.2764 | 531.9303 | 10.9562 | 507 |  | 323 | 214.2688 | 51.8432 | 120.5035 | 220.813 | 8.0247 | 64.1122 | 96.0034 | 610.4249 | 10.9562 | 588 |  | 323 | 215.145 | 47.2238 | 116.2987 | 214.7926 | 8.0247 | 64.458 | 91.2264 | 521.1831 | 10.9562 | 507
| 324 | 207.0179 | 45.5792 | 121.1819 | 215.1872 | 8.0247 | 64.1876 | 88.0286 | 455.7705 | 10.9562 | 479 |  | 324 | 198.5789 | 44.7169 | 121.263 | 214.6582 | 8.0247 | 63.1802 | 95.022 | 529.9342 | 10.9562 | 495 |  | 324 | 213.5876 | 47.6314 | 112.5506 | 211.8568 | 8.0247 | 64.6366 | 88.0887 | 529.8786 | 10.9562 | 507 |  | 324 | 212.1965 | 51.6609 | 119.9519 | 220.262 | 8.0247 | 64.0974 | 95.8035 | 607.741 | 10.9562 | 588 |  | 324 | 213.0804 | 46.9821 | 115.83 | 214.2532 | 8.0247 | 64.4425 | 91.0355 | 519.3198 | 10.9562 | 507
| 325 | 205.2359 | 45.3863 | 120.4388 | 214.6423 | 8.0247 | 64.171 | 87.8345 | 454.1777 | 10.9562 | 480 |  | 325 | 196.8684 | 44.5159 | 120.536 | 214.1158 | 8.0247 | 63.1639 | 94.8076 | 527.7953 | 10.9562 | 496 |  | 325 | 211.5619 | 47.4756 | 111.955 | 211.3136 | 8.0247 | 64.6207 | 87.8959 | 527.7324 | 10.9562 | 508 |  | 325 | 210.4803 | 51.4514 | 119.0804 | 219.7022 | 8.0247 | 64.0823 | 95.5974 | 604.9513 | 10.9562 | 589 |  | 325 | 211.1652 | 46.8192 | 115.1376 | 213.7094 | 8.0247 | 64.4267 | 90.8389 | 517.3592 | 10.9562 | 508
| 326 | 203.4703 | 45.132 | 119.7406 | 214.0973 | 8.0247 | 64.1542 | 87.6352 | 452.5013 | 10.9562 | 480 |  | 326 | 195.2573 | 44.322 | 119.6914 | 213.5842 | 8.0247 | 63.1474 | 94.5875 | 525.5604 | 10.9562 | 496 |  | 326 | 209.5977 | 47.2331 | 111.3454 | 210.8095 | 8.0247 | 64.6045 | 87.6977 | 525.4898 | 10.9562 | 508 |  | 326 | 208.4952 | 51.1736 | 118.5405 | 219.1478 | 8.0247 | 64.0669 | 95.385 | 602.0539 | 10.9562 | 589 |  | 326 | 209.1081 | 46.5682 | 114.6421 | 213.1986 | 8.0247 | 64.4106 | 90.6366 | 515.2989 | 10.9562 | 508
| 327 | 201.5581 | 44.9648 | 119.008 | 213.6462 | 8.0247 | 64.1372 | 87.4308 | 450.7392 | 10.9562 | 480 |  | 327 | 193.2452 | 44.0758 | 119.2173 | 213.1356 | 8.0247 | 63.1306 | 94.3616 | 523.2276 | 10.9562 | 497 |  | 327 | 207.5321 | 47.0592 | 110.708 | 210.3662 | 8.0247 | 64.5881 | 87.4943 | 523.1487 | 10.9562 | 509 |  | 327 | 206.4891 | 50.9698 | 117.8529 | 218.6882 | 8.0247 | 64.0512 | 95.1664 | 599.0467 | 10.9562 | 590 |  | 327 | 207.1768 | 46.4285 | 113.8431 | 212.7542 | 8.0247 | 64.3943 | 90.4284 | 513.1366 | 10.9562 | 509
| 328 | 199.7373 | 44.7977 | 118.1813 | 213.1977 | 8.0247 | 64.1201 | 87.2213 | 448.8894 | 10.9562 | 480 |  | 328 | 191.5039 | 43.9397 | 118.3623 | 212.6869 | 8.0247 | 63.1136 | 94.1299 | 520.7945 | 10.9562 | 497 |  | 328 | 205.7862 | 46.8779 | 109.7581 | 209.9229 | 8.0247 | 64.5715 | 87.2856 | 520.7071 | 10.9562 | 509 |  | 328 | 204.6943 | 50.7498 | 116.9703 | 218.2286 | 8.0247 | 64.0353 | 94.9414 | 595.9278 | 10.9562 | 590 |  | 328 | 205.2386 | 46.2308 | 113.109 | 212.3098 | 8.0247 | 64.3778 | 90.2145 | 510.8699 | 10.9562 | 509
| 329 | 198.1827 | 44.607 | 117.1119 | 212.7492 | 8.0247 | 64.1028 | 87.0067 | 446.9499 | 10.9562 | 481 |  | 329 | 189.8816 | 43.7776 | 117.4142 | 212.2382 | 8.0247 | 63.0964 | 93.8925 | 518.2592 | 10.9562 | 497 |  | 329 | 204.0652 | 46.6264 | 108.8536 | 209.4795 | 8.0247 | 64.5546 | 87.0716 | 518.163 | 10.9562 | 509 |  | 329 | 203.0145 | 50.5282 | 115.9741 | 217.769 | 8.0247 | 64.019 | 94.7101 | 592.6953 | 10.9562 | 590 |  | 329 | 203.6276 | 45.9725 | 112.1083 | 211.8654 | 8.0247 | 64.361 | 89.9947 | 508.4964 | 10.9562 | 509
| 330 | 196.6178 | 44.3298 | 116.1396 | 212.3007 | 8.0247 | 64.0854 | 86.7868 | 444.9189 | 10.9562 | 481 |  | 330 | 188.4604 | 43.4925 | 116.3881 | 211.7895 | 8.0247 | 63.079 | 93.6492 | 515.6193 | 10.9562 | 497 |  | 330 | 202.3526 | 46.401 | 107.9145 | 209.0362 | 8.0247 | 64.5375 | 86.8522 | 515.5144 | 10.9562 | 509 |  | 330 | 201.5113 | 50.2235 | 114.8846 | 217.3094 | 8.0247 | 64.0024 | 94.4723 | 589.3472 | 10.9562 | 590 |  | 330 | 202.0437 | 45.7385 | 111.0562 | 211.421 | 8.0247 | 64.344 | 89.769 | 506.0139 | 10.9562 | 509
| 331 | 194.7685 | 44.0222 | 115.4819 | 211.8522 | 8.0247 | 64.0677 | 86.5618 | 442.7943 | 10.9562 | 482 |  | 331 | 186.8455 | 43.0505 | 115.7127 | 211.3408 | 8.0247 | 63.0613 | 93.4002 | 512.8728 | 10.9562 | 498 |  | 331 | 200.3579 | 46.0718 | 107.3615 | 208.5929 | 8.0247 | 64.5202 | 86.6274 | 512.7593 | 10.9562 | 510 |  | 331 | 199.4875 | 49.8688 | 114.3656 | 216.8498 | 8.0247 | 63.9856 | 94.2281 | 585.8814 | 10.9562 | 591 |  | 331 | 200.0136 | 45.403 | 110.5518 | 210.9766 | 8.0247 | 64.3267 | 89.5375 | 503.4199 | 10.9562 | 510
| 332 | 192.9843 | 43.7227 | 114.7509 | 211.4037 | 8.0247 | 64.05 | 86.3316 | 440.5741 | 10.9562 | 482 |  | 332 | 185.2371 | 42.7669 | 114.8723 | 210.8922 | 8.0247 | 63.0434 | 93.1452 | 510.0176 | 10.9562 | 498 |  | 332 | 198.7013 | 45.7571 | 106.4558 | 208.1496 | 8.0247 | 64.5027 | 86.3973 | 509.8957 | 10.9562 | 510 |  | 332 | 197.6529 | 49.6233 | 113.5482 | 216.3902 | 8.0247 | 63.9684 | 93.9775 | 582.2961 | 10.9562 | 591 |  | 332 | 198.2014 | 45.1593 | 109.7379 | 210.5322 | 8.0247 | 64.3091 | 89.3 | 500.7121 | 10.9562 | 510
| 333 | 191.882 | 43.4735 | 113.2879 | 210.9552 | 8.0247 | 64.032 | 86.0962 | 438.2565 | 10.9562 | 482 |  | 333 | 184.2993 | 42.5282 | 113.3164 | 210.4435 | 8.0247 | 63.0253 | 92.8845 | 507.0514 | 10.9562 | 499 |  | 333 | 197.4288 | 45.5418 | 105.0644 | 207.7084 | 8.0247 | 64.4849 | 86.1617 | 506.9215 | 10.9562 | 510 |  | 333 | 196.4944 | 49.3088 | 112.1238 | 215.9306 | 8.0247 | 63.951 | 93.7202 | 578.5893 | 10.9562 | 592 |  | 333 | 197.049 | 44.87 | 108.3075 | 210.0898 | 8.0247 | 64.2913 | 89.0565 | 497.8881 | 10.9562 | 510
| 334 | 190.3445 | 43.2717 | 112.2391 | 210.4803 | 8.0247 | 64.014 | 85.8555 | 435.8393 | 10.9562 | 482 |  | 334 | 182.78 | 42.3343 | 112.3292 | 209.9628 | 8.0247 | 63.007 | 92.6178 | 503.9722 | 10.9562 | 499 |  | 334 | 195.9479 | 45.2392 | 103.9924 | 207.2435 | 8.0247 | 64.4669 | 85.9207 | 503.8348 | 10.9562 | 510 |  | 334 | 195.0424 | 49.0611 | 110.9449 | 215.4521 | 8.0247 | 63.9332 | 93.4565 | 574.7589 | 10.9562 | 592 |  | 334 | 195.5468 | 44.5786 | 107.2526 | 209.6239 | 8.0247 | 64.2732 | 88.8071 | 494.9456 | 10.9562 | 510
| 335 | 189.3673 | 42.9659 | 110.7454 | 209.9938 | 8.0247 | 63.9957 | 85.6096 | 433.3207 | 10.9562 | 483 |  | 335 | 181.9208 | 42.0631 | 110.7646 | 209.4767 | 8.0247 | 62.9884 | 92.3453 | 500.7777 | 10.9562 | 499 |  | 335 | 194.8452 | 44.8085 | 102.6876 | 206.7615 | 8.0247 | 64.4487 | 85.6743 | 500.6335 | 10.9562 | 511 |  | 335 | 194.1313 | 48.6295 | 109.4306 | 214.9521 | 8.0247 | 63.9151 | 93.186 | 570.8032 | 10.9562 | 592 |  | 335 | 194.6002 | 44.2129 | 105.7335 | 209.141 | 8.0247 | 64.2549 | 88.5517 | 491.8822 | 10.9562 | 511
| 336 | 188.2774 | 42.6384 | 109.3862 | 209.5074 | 8.0247 | 63.9773 | 85.3585 | 430.6987 | 10.9562 | 483 |  | 336 | 180.89 | 41.7479 | 109.4155 | 208.9907 | 8.0247 | 62.9697 | 92.0669 | 497.4659 | 10.9562 | 499 |  | 336 | 193.5979 | 44.5548 | 101.3502 | 206.2794 | 8.0247 | 64.4302 | 85.4224 | 497.3157 | 10.9562 | 511 |  | 336 | 192.8765 | 48.2231 | 108.2332 | 214.4536 | 8.0247 | 63.8967 | 92.909 | 566.72 | 10.9562 | 592 |  | 336 | 193.2656 | 43.8671 | 104.5824 | 208.6581 | 8.0247 | 64.2364 | 88.2902 | 488.6955 | 10.9562 | 511
| 337 | 187.2338 | 42.2396 | 108.052 | 209.0209 | 8.0247 | 63.9588 | 85.102 | 427.9713 | 10.9562 | 483 |  | 337 | 179.9041 | 41.395 | 108.0593 | 208.5046 | 8.0247 | 62.9507 | 91.7826 | 494.0346 | 10.9562 | 500 |  | 337 | 192.3301 | 44.1598 | 100.1748 | 205.7974 | 8.0247 | 64.4115 | 85.165 | 493.8793 | 10.9562 | 511 |  | 337 | 191.6437 | 47.892 | 106.9385 | 213.9551 | 8.0247 | 63.8779 | 92.6252 | 562.5074 | 10.9562 | 593 |  | 337 | 192.0051 | 43.5994 | 103.2791 | 208.1751 | 8.0247 | 64.2175 | 88.0226 | 485.3833 | 10.9562 | 511
| 338 | 186.0543 | 41.8195 | 106.875 | 208.5345 | 8.0247 | 63.9402 | 84.8403 | 425.1365 | 10.9562 | 483 |  | 338 | 178.7647 | 41.0455 | 106.8532 | 208.0185 | 8.0247 | 62.9315 | 91.4923 | 490.4816 | 10.9562 | 500 |  | 338 | 191.1064 | 43.6318 | 99.0812 | 205.3223 | 8.0247 | 64.3926 | 84.902 | 490.3223 | 10.9562 | 511 |  | 338 | 190.4709 | 47.4305 | 105.7142 | 213.4566 | 8.0247 | 63.8589 | 92.3347 | 558.1635 | 10.9562 | 593 |  | 338 | 190.8341 | 43.049 | 102.1646 | 207.6967 | 8.0247 | 64.1985 | 87.7489 | 481.9431 | 10.9562 | 511
| 339 | 184.7085 | 41.4911 | 105.7715 | 208.0491 | 8.0247 | 63.9214 | 84.5733 | 422.1924 | 10.9562 | 483 |  | 339 | 177.2635 | 40.7479 | 105.9499 | 207.5396 | 8.0247 | 62.9121 | 91.1962 | 486.8047 | 10.9562 | 500 |  | 339 | 189.2403 | 43.3885 | 98.318 | 204.8745 | 8.0247 | 64.3734 | 84.6336 | 486.6427 | 10.9562 | 512 |  | 339 | 189.0735 | 47.0211 | 104.6292 | 212.9914 | 8.0247 | 63.8395 | 92.0374 | 553.6863 | 10.9562 | 594 |  | 339 | 189.0447 | 42.8587 | 101.279 | 207.2476 | 8.0247 | 64.1791 | 87.4691 | 478.3727 | 10.9562 | 512
| 340 | 182.9511 | 41.3116 | 104.8999 | 207.5945 | 8.0247 | 63.9024 | 84.3009 | 419.1369 | 10.9562 | 483 |  | 340 | 175.5724 | 40.5455 | 105.1178 | 207.0841 | 8.0247 | 62.8924 | 90.894 | 483.002 | 10.9562 | 500 |  | 340 | 187.6279 | 43.1537 | 97.2927 | 204.4268 | 8.0247 | 64.354 | 84.3596 | 482.8385 | 10.9562 | 512 |  | 340 | 187.2169 | 46.8367 | 103.7775 | 212.5269 | 8.0247 | 63.8197 | 91.7332 | 549.0738 | 10.9562 | 594 |  | 340 | 187.4273 | 42.5669 | 100.3229 | 206.7986 | 8.0247 | 64.1595 | 87.1831 | 474.6695 | 10.9562 | 512
| 341 | 181.6506 | 40.7309 | 103.9727 | 207.1398 | 8.0247 | 63.8834 | 84.0232 | 415.9682 | 10.9562 | 484 |  | 341 | 174.4657 | 39.9152 | 104.1292 | 206.6286 | 8.0247 | 62.8726 | 90.586 | 479.0711 | 10.9562 | 501 |  | 341 | 186.1523 | 42.6107 | 96.4387 | 203.979 | 8.0247 | 64.3344 | 84.08 | 478.9076 | 10.9562 | 512 |  | 341 | 185.9285 | 46.1383 | 102.8717 | 212.0625 | 8.0247 | 63.7997 | 91.4222 | 544.324 | 10.9562 | 594 |  | 341 | 186.0457 | 42.0085 | 99.3975 | 206.3496 | 8.0247 | 64.1397 | 86.891 | 470.8314 | 10.9562 | 512
| 342 | 180.6284 | 40.1907 | 102.7265 | 206.6852 | 8.0247 | 63.8642 | 83.7401 | 412.6843 | 10.9562 | 484 |  | 342 | 173.5685 | 39.3379 | 102.8782 | 206.1731 | 8.0247 | 62.8525 | 90.2719 | 475.01 | 10.9562 | 501 |  | 342 | 184.9457 | 42.0358 | 95.3476 | 203.5312 | 8.0247 | 64.3146 | 83.7948 | 474.8482 | 10.9562 | 512 |  | 342 | 184.9042 | 45.5051 | 101.6366 | 211.598 | 8.0247 | 63.7793 | 91.1042 | 539.4351 | 10.9562 | 594 |  | 342 | 184.8221 | 41.412 | 98.3523 | 205.9005 | 8.0247 | 64.1196 | 86.5926 | 466.8558 | 10.9562 | 512
| 343 | 179.8187 | 39.2519 | 101.6667 | 206.2306 | 8.0247 | 63.8448 | 83.4517 | 409.2831 | 10.9562 | 484 |  | 343 | 172.7136 | 38.4509 | 101.8945 | 205.7176 | 8.0247 | 62.8322 | 89.9518 | 470.8164 | 10.9562 | 501 |  | 343 | 183.9313 | 41.1429 | 94.3823 | 203.0834 | 8.0247 | 64.2945 | 83.504 | 470.6581 | 10.9562 | 513 |  | 343 | 184.0591 | 44.4708 | 100.6234 | 211.1336 | 8.0247 | 63.7585 | 90.7793 | 534.4049 | 10.9562 | 595 |  | 343 | 183.9074 | 40.5173 | 97.2963 | 205.4515 | 8.0247 | 64.0992 | 86.2879 | 462.7405 | 10.9562 | 513
| 344 | 178.7397 | 38.6199 | 100.5692 | 205.7759 | 8.0247 | 63.8254 | 83.1579 | 405.7627 | 10.9562 | 484 |  | 344 | 172.013 | 37.644 | 100.6764 | 205.2621 | 8.0247 | 62.8117 | 89.6258 | 466.4884 | 10.9562 | 501 |  | 344 | 182.6961 | 40.534 | 93.3539 | 202.6357 | 8.0247 | 64.2742 | 83.2075 | 466.3354 | 10.9562 | 513 |  | 344 | 183.0535 | 43.6645 | 99.5427 | 210.6691 | 8.0247 | 63.7374 | 90.4474 | 529.2317 | 10.9562 | 595 |  | 344 | 182.6854 | 39.8825 | 96.2878 | 205.0025 | 8.0247 | 64.0786 | 85.977 | 458.4832 | 10.9562 | 513
| 345 | 178.0967 | 37.4494 | 99.577 | 205.3185 | 8.0247 | 63.8058 | 82.8587 | 402.1212 | 10.9562 | 485 |  | 345 | 171.4927 | 36.4475 | 99.6862 | 204.7879 | 8.0247 | 62.791 | 89.2937 | 462.0236 | 10.9562 | 501 |  | 345 | 181.8134 | 39.4746 | 92.4315 | 202.1798 | 8.0247 | 64.2537 | 82.9054 | 461.878 | 10.9562 | 513 |  | 345 | 182.346 | 42.5128 | 98.5092 | 210.2047 | 8.0247 | 63.7159 | 90.1085 | 523.9133 | 10.9562 | 595 |  | 345 | 181.8038 | 38.9115 | 95.2766 | 204.5518 | 8.0247 | 64.0578 | 85.6598 | 454.0814 | 10.9562 | 513
| 346 | 177.318 | 36.5084 | 98.5126 | 204.8396 | 8.0247 | 63.7861 | 82.554 | 398.3566 | 10.9562 | 485 |  | 346 | 170.6798 | 35.6728 | 98.5723 | 204.3084 | 8.0247 | 62.7701 | 88.9555 | 457.42 | 10.9562 | 501 |  | 346 | 181.1293 | 38.4103 | 91.3322 | 201.7073 | 8.0247 | 64.2329 | 82.5976 | 457.2839 | 10.9562 | 513 |  | 346 | 181.6714 | 41.4295 | 97.3916 | 209.7232 | 8.0247 | 63.6941 | 89.7625 | 518.4479 | 10.9562 | 595 |  | 346 | 181.0722 | 37.8589 | 94.22 | 204.0782 | 8.0247 | 64.0366 | 85.3362 | 449.5328 | 10.9562 | 513
| 347 | 176.6096 | 35.3303 | 97.6149 | 204.3607 | 8.0247 | 63.7663 | 82.2439 | 394.4668 | 10.9562 | 485 |  | 347 | 170.0717 | 34.4667 | 97.685 | 203.8288 | 8.0247 | 62.749 | 88.6114 | 452.6754 | 10.9562 | 502 |  | 347 | 180.377 | 37.1408 | 90.5061 | 201.2347 | 8.0247 | 64.2119 | 82.284 | 452.5512 | 10.9562 | 513 |  | 347 | 181.093 | 40.011 | 96.5204 | 209.2342 | 8.0247 | 63.6719 | 89.4093 | 512.8334 | 10.9562 | 595 |  | 347 | 180.4412 | 36.5843 | 93.2849 | 203.6046 | 8.0247 | 64.0152 | 85.0063 | 444.835 | 10.9562 | 513
| 348 | 175.7268 | 34.5847 | 96.4591 | 203.8818 | 8.0247 | 63.7464 | 81.9284 | 390.45 | 10.9562 | 485 |  | 348 | 169.2972 | 33.7184 | 96.5063 | 203.3492 | 8.0247 | 62.7276 | 88.2611 | 447.7876 | 10.9562 | 502 |  | 348 | 179.3679 | 36.3084 | 89.4998 | 200.7622 | 8.0247 | 64.1907 | 81.9648 | 447.6777 | 10.9562 | 513 |  | 348 | 180.1855 | 39.0889 | 95.482 | 208.7451 | 8.0247 | 63.6494 | 89.049 | 507.068 | 10.9562 | 595 |  | 348 | 179.3773 | 35.7968 | 92.2955 | 203.131 | 8.0247 | 63.9936 | 84.67 | 439.9857 | 10.9562 | 513
| 349 | 174.9444 | 33.6135 | 95.4286 | 203.4029 | 8.0247 | 63.7264 | 81.6074 | 386.3042 | 10.9562 | 485 |  | 349 | 168.3633 | 32.8325 | 95.6246 | 202.8697 | 8.0247 | 62.7061 | 87.9048 | 442.7546 | 10.9562 | 502 |  | 349 | 178.5679 | 35.3019 | 88.4584 | 200.2896 | 8.0247 | 64.1692 | 81.6398 | 442.6616 | 10.9562 | 514 |  | 349 | 179.3021 | 38.0871 | 94.4992 | 208.2561 | 8.0247 | 63.6265 | 88.6814 | 501.1495 | 10.9562 | 596 |  | 349 | 178.5244 | 34.8283 | 91.2761 | 202.6574 | 8.0247 | 63.9717 | 84.3272 | 434.9825 | 10.9562 | 514
| 350 | 173.5226 | 32.9711 | 94.7085 | 202.924 | 8.0247 | 63.7062 | 81.2809 | 382.0273 | 10.9562 | 485 |  | 350 | 166.8638 | 32.3493 | 94.9058 | 202.3901 | 8.0247 | 62.6843 | 87.5424 | 437.5741 | 10.9562 | 502 |  | 350 | 176.9946 | 34.6 | 87.886 | 199.8171 | 8.0247 | 64.1475 | 81.309 | 437.5008 | 10.9562 | 514 |  | 350 | 177.855 | 37.4239 | 93.7414 | 207.767 | 8.0247 | 63.6032 | 88.3066 | 495.0762 | 10.9562 | 596 |  | 350 | 177.0669 | 34.0904 | 90.6307 | 202.1838 | 8.0247 | 63.9495 | 83.978 | 429.8232 | 10.9562 | 514
| 351 | 172.0994 | 32.2528 | 94.0659 | 202.4451 | 8.0247 | 63.686 | 80.9489 | 377.6174 | 10.9562 | 485 |  | 351 | 165.6551 | 31.5419 | 94.2203 | 201.9105 | 8.0247 | 62.6624 | 87.1739 | 432.244 | 10.9562 | 502 |  | 351 | 175.5721 | 33.8254 | 87.2352 | 199.3446 | 8.0247 | 64.1256 | 80.9724 | 432.1932 | 10.9562 | 514 |  | 351 | 176.4169 | 36.5856 | 93.1498 | 207.278 | 8.0247 | 63.5795 | 87.9245 | 488.846 | 10.9562 | 596 |  | 351 | 175.6816 | 33.3204 | 89.9453 | 201.7102 | 8.0247 | 63.9271 | 83.6224 | 424.5052 | 10.9562 | 514
| 352 | 170.7879 | 31.4846 | 93.3614 | 201.9662 | 8.0247 | 63.6657 | 80.6114 | 373.0726 | 10.9562 | 485 |  | 352 | 164.3934 | 30.8495 | 93.473 | 201.431 | 8.0247 | 62.6402 | 86.7993 | 426.7622 | 10.9562 | 502 |  | 352 | 174.2724 | 32.9228 | 86.5897 | 198.872 | 8.0247 | 64.1034 | 80.6301 | 426.7369 | 10.9562 | 514 |  | 352 | 175.0435 | 35.7653 | 92.4754 | 206.7889 | 8.0247 | 63.5554 | 87.535 | 482.4569 | 10.9562 | 596 |  | 352 | 174.3117 | 32.4987 | 89.2961 | 201.2366 | 8.0247 | 63.9044 | 83.2602 | 419.0263 | 10.9562 | 514
| 353 | 169.3516 | 31.0331 | 92.465 | 201.4873 | 8.0247 | 63.6452 | 80.2684 | 368.3909 | 10.9562 | 486 |  | 353 | 162.9064 | 30.4356 | 92.6723 | 200.9514 | 8.0247 | 62.6178 | 86.4185 | 421.1265 | 10.9562 | 502 |  | 353 | 172.9163 | 32.3808 | 85.6399 | 198.3995 | 8.0247 | 64.081 | 80.2818 | 421.1299 | 10.9562 | 514 |  | 353 | 173.6365 | 35.2416 | 91.5381 | 206.2998 | 8.0247 | 63.531 | 87.1382 | 475.907 | 10.9562 | 596 |  | 353 | 172.933 | 31.9387 | 88.394 | 200.763 | 8.0247 | 63.8814 | 82.8914 | 413.3841 | 10.9562 | 514
| 354 | 167.8531 | 30.4024 | 91.8101 | 201.0084 | 8.0247 | 63.6247 | 79.9199 | 363.5703 | 10.9562 | 486 |  | 354 | 161.5089 | 29.8316 | 91.9879 | 200.4563 | 8.0247 | 62.5953 | 86.0316 | 415.3348 | 10.9562 | 502 |  | 354 | 171.2729 | 31.7089 | 85.1075 | 197.927 | 8.0247 | 64.0584 | 79.9278 | 415.3701 | 10.9562 | 514 |  | 354 | 172.042 | 34.5501 | 90.9561 | 205.8108 | 8.0247 | 63.5062 | 86.7339 | 469.1943 | 10.9562 | 596 |  | 354 | 171.3181 | 31.3324 | 87.7744 | 200.2894 | 8.0247 | 63.8582 | 82.5161 | 407.5762 | 10.9562 | 514
| 355 | 165.9202 | 29.9898 | 91.3713 | 200.5295 | 8.0247 | 63.6055 | 79.5657 | 358.6189 | 10.9562 | 486 |  | 355 | 159.6764 | 29.4954 | 91.5016 | 199.9302 | 8.0247 | 62.5729 | 85.6385 | 409.3931 | 10.9562 | 503 |  | 355 | 169.3895 | 31.2183 | 84.6337 | 197.4544 | 8.0247 | 64.0365 | 79.5678 | 409.4556 | 10.9562 | 514 |  | 355 | 170.1469 | 34.0648 | 90.4685 | 205.3217 | 8.0247 | 63.481 | 86.3222 | 462.319 | 10.9562 | 597 |  | 355 | 169.3952 | 30.8793 | 87.3096 | 199.8158 | 8.0247 | 63.8349 | 82.1342 | 401.6004 | 10.9562 | 514
| 356 | 164.12 | 29.6933 | 90.7146 | 200.0199 | 8.0247 | 63.5871 | 79.206 | 353.5337 | 10.9562 | 486 |  | 356 | 158.0948 | 29.2045 | 90.7191 | 199.4041 | 8.0247 | 62.5514 | 85.2392 | 403.3032 | 10.9562 | 503 |  | 356 | 167.4825 | 30.8749 | 84.0536 | 196.9646 | 8.0247 | 64.0152 | 79.202 | 403.3843 | 10.9562 | 514 |  | 356 | 168.3175 | 33.7118 | 89.7853 | 204.8303 | 8.0247 | 63.456 | 85.903 | 455.2888 | 10.9562 | 597 |  | 356 | 167.5083 | 30.54 | 86.7106 | 199.3267 | 8.0247 | 63.8124 | 81.7457 | 395.4541 | 10.9562 | 514
| 357 | 162.4572 | 29.5142 | 89.8186 | 199.4948 | 8.0247 | 63.5687 | 78.8407 | 348.305 | 10.9562 | 486 |  | 357 | 156.3039 | 29.0049 | 90.0546 | 198.8781 | 8.0247 | 62.5297 | 84.8338 | 397.0521 | 10.9562 | 503 |  | 357 | 165.7994 | 30.6805 | 83.1303 | 196.445 | 8.0247 | 63.9938 | 78.8302 | 397.1542 | 10.9562 | 515 |  | 357 | 166.5696 | 33.5064 | 88.9176 | 204.2941 | 8.0247 | 63.4308 | 85.4762 | 448.0908 | 10.9562 | 597 |  | 357 | 165.8457 | 30.3348 | 85.7845 | 198.8063 | 8.0247 | 63.7897 | 81.3505 | 389.1352 | 10.9562 | 515
| 358 | 160.3183 | 29.2487 | 89.485 | 198.9697 | 8.0247 | 63.5504 | 78.4698 | 342.9308 | 10.9562 | 486 |  | 358 | 154.2049 | 28.758 | 89.7454 | 198.352 | 8.0247 | 62.508 | 84.4221 | 390.6378 | 10.9562 | 503 |  | 358 | 163.6024 | 30.4274 | 82.7796 | 195.9254 | 8.0247 | 63.9723 | 78.4525 | 390.7633 | 10.9562 | 515 |  | 358 | 164.3929 | 33.215 | 88.5649 | 203.7579 | 8.0247 | 63.4054 | 85.0418 | 440.7232 | 10.9562 | 597 |  | 358 | 163.656 | 30.0812 | 85.4338 | 198.2858 | 8.0247 | 63.7668 | 80.9486 | 382.6412 | 10.9562 | 515
| 359 | 158.5959 | 28.897 | 88.8211 | 198.4446 | 8.0247 | 63.5321 | 78.0933 | 337.4091 | 10.9562 | 486 |  | 359 | 152.5563 | 28.4208 | 89.0763 | 197.8259 | 8.0247 | 62.4861 | 84.0043 | 384.0582 | 10.9562 | 503 |  | 359 | 161.8061 | 30.0489 | 82.1537 | 195.4059 | 8.0247 | 63.9507 | 78.0688 | 384.2096 | 10.9562 | 515 |  | 359 | 162.6236 | 32.8116 | 87.9168 | 203.2217 | 8.0247 | 63.3796 | 84.5997 | 433.1841 | 10.9562 | 597 |  | 359 | 161.8914 | 29.7143 | 84.7714 | 197.7653 | 8.0247 | 63.7437 | 80.54 | 375.9697 | 10.9562 | 515
| 360 | 157.0338 | 28.5667 | 87.9755 | 197.9195 | 8.0247 | 63.514 | 77.7111 | 331.7429 | 10.9562 | 486 |  | 360 | 151.036 | 28.0959 | 88.2664 | 197.2998 | 8.0247 | 62.4642 | 83.5801 | 377.3111 | 10.9562 | 503 |  | 360 | 160.1257 | 29.6752 | 81.4071 | 194.8863 | 8.0247 | 63.929 | 77.6792 | 377.4912 | 10.9562 | 515 |  | 360 | 161.0055 | 32.4266 | 87.0989 | 202.6855 | 8.0247 | 63.3535 | 84.15 | 425.4714 | 10.9562 | 597 |  | 360 | 160.257 | 29.3433 | 83.9829 | 197.2449 | 8.0247 | 63.7205 | 80.1246 | 369.1184 | 10.9562 | 515
| 361 | 155.1362 | 28.2645 | 87.4374 | 197.3944 | 8.0247 | 63.4959 | 77.3232 | 325.9574 | 10.9562 | 486 |  | 361 | 149.178 | 27.8177 | 87.7476 | 196.7738 | 8.0247 | 62.4422 | 83.1498 | 370.4257 | 10.9562 | 503 |  | 361 | 158.1456 | 29.3792 | 80.8823 | 194.3667 | 8.0247 | 63.9072 | 77.2835 | 370.6058 | 10.9562 | 515 |  | 361 | 159.0302 | 32.1156 | 86.5643 | 202.1493 | 8.0247 | 63.327 | 83.6926 | 417.5833 | 10.9562 | 597 |  | 361 | 158.2213 | 29.092 | 83.4759 | 196.7244 | 8.0247 | 63.6971 | 79.7025 | 362.085 | 10.9562 | 515
| 362 | 153.0772 | 27.9675 | 87.0553 | 196.8693 | 8.0247 | 63.4779 | 76.9297 | 320.0203 | 10.9562 | 486 |  | 362 | 147.2628 | 27.5 | 87.3255 | 196.2477 | 8.0247 | 62.42 | 82.7132 | 363.4158 | 10.9562 | 503 |  | 362 | 156.0722 | 29.055 | 80.4791 | 193.8471 | 8.0247 | 63.8852 | 76.8818 | 363.5517 | 10.9562 | 515 |  | 362 | 156.9613 | 31.7641 | 86.1638 | 201.6132 | 8.0247 | 63.3002 | 83.2274 | 409.5178 | 10.9562 | 597 |  | 362 | 156.1568 | 28.762 | 83.0765 | 196.204 | 8.0247 | 63.6735 | 79.2736 | 354.8671 | 10.9562 | 515
| 363 | 151.0376 | 27.6614 | 86.6631 | 196.3442 | 8.0247 | 63.4601 | 76.5305 | 313.9772 | 10.9562 | 486 |  | 363 | 145.2662 | 27.2133 | 86.9538 | 195.7216 | 8.0247 | 62.3978 | 82.2703 | 356.2354 | 10.9562 | 503 |  | 363 | 153.947 | 28.7677 | 80.0908 | 193.3276 | 8.0247 | 63.8632 | 76.4741 | 356.3267 | 10.9562 | 515 |  | 363 | 154.856 | 31.4411 | 85.7712 | 201.077 | 8.0247 | 63.273 | 82.7543 | 401.2761 | 10.9562 | 597 |  | 363 | 154.0418 | 28.465 | 82.6946 | 195.6835 | 8.0247 | 63.6498 | 78.8378 | 347.4624 | 10.9562 | 515
| 364 | 148.9078 | 27.3936 | 86.3227 | 195.8191 | 8.0247 | 63.4423 | 76.1256 | 307.7965 | 10.9562 | 486 |  | 364 | 143.2367 | 26.9524 | 86.5892 | 195.1955 | 8.0247 | 62.3755 | 81.8211 | 348.9633 | 10.9562 | 503 |  | 364 | 151.7939 | 28.4374 | 79.7734 | 192.808 | 8.0247 | 63.8411 | 76.0603 | 348.9289 | 10.9562 | 515 |  | 364 | 152.6372 | 31.1571 | 85.4531 | 200.5408 | 8.0247 | 63.2455 | 82.2735 | 392.8575 | 10.9562 | 597 |  | 364 | 151.8781 | 28.1635 | 82.3659 | 195.1631 | 8.0247 | 63.6259 | 78.3952 | 339.8684 | 10.9562 | 515
| 365 | 146.8894 | 27.0812 | 85.9155 | 195.294 | 8.0247 | 63.4246 | 75.715 | 301.4615 | 10.9562 | 486 |  | 365 | 141.2349 | 26.6543 | 86.2342 | 194.6695 | 8.0247 | 62.3532 | 81.3656 | 341.5295 | 10.9562 | 503 |  | 365 | 149.66 | 28.159 | 79.385 | 192.2884 | 8.0247 | 63.8189 | 75.6404 | 341.4195 | 10.9562 | 515 |  | 365 | 150.5722 | 30.802 | 85.0524 | 200.0046 | 8.0247 | 63.2176 | 81.7847 | 384.256 | 10.9562 | 597 |  | 365 | 149.758 | 27.8846 | 81.9709 | 194.6426 | 8.0247 | 63.6018 | 77.9457 | 332.0828 | 10.9562 | 515

## Figure A5.1 (U - X)
A5.1U - 2025/26 Load curve (1-in-50) - Slow Progression | [11 empty] | A5.1V - 2025/26 Load curve (1-in-50) - Gone Green | [11 empty] | A5.1W - 2025/26 Load curve (1-in-50) - No Progression | [11 empty] | A5.1X - 2025/26 Load curve (1-in-50) - Consumer Power
Source: National Grid | [11 empty] | Source: National Grid | [11 empty] | Source: National Grid | [11 empty] | Source: National Grid
| Day number | NDM 0 - 73.2 MWh | NDM 73.2-732 MWh | NDM > 732 MWh | Total DM | LDZ Shrinkage | NTS Industrial | Exports to Ireland | NTS Power | NTS Shrinkage | IUK |  | Day number | NDM 0 - 73.2 MWh | NDM 73.2-732 MWh | NDM > 732 MWh | Total DM | LDZ Shrinkage | NTS Industrial | Exports to Ireland | NTS Power | NTS Shrinkage | IUK |  | Day number | NDM 0 - 73.2 MWh | NDM 73.2-732 MWh | NDM > 732 MWh | Total DM | LDZ Shrinkage | NTS Industrial | Exports to Ireland | NTS Power | NTS Shrinkage | IUK |  | Day number | NDM 0 - 73.2 MWh | NDM 73.2-732 MWh | NDM > 732 MWh | Total DM | LDZ Shrinkage | NTS Industrial | Exports to Ireland | NTS Power | NTS Shrinkage | IUK
| 1 | 2263.0307 | 371.0654 | 543.0562 | 379.0342 | 7.0219 | 82.8751 | 166.278 | 303.8216 | 9.6055 | 0 |  | 1 | 1869.2556 | 378.1656 | 604.113 | 381.1268 | 7.0219 | 78.8785 | 181.3842 | 242.9025 | 9.6055 | 0 |  | 1 | 2609.3104 | 409.6326 | 476.7221 | 372.0915 | 7.0219 | 84.9258 | 182.6814 | 580.1726 | 9.6055 | 0 |  | 1 | 2433.589 | 474.1012 | 553.149 | 379.6657 | 7.0219 | 81.278 | 190.0661 | 261.4298 | 9.6055 | 0
| 2 | 2202.5217 | 362.7993 | 533.2139 | 365.89 | 7.0219 | 82.7251 | 165.6408 | 302.9267 | 9.6055 | 0 |  | 2 | 1820.2662 | 368.4634 | 590.7939 | 368.8131 | 7.0219 | 78.7424 | 180.7475 | 242.3174 | 9.6055 | 0 |  | 2 | 2541.4308 | 400.7501 | 468.1983 | 359.3114 | 7.0219 | 84.772 | 181.9888 | 578.9383 | 9.6055 | 0 |  | 2 | 2367.5573 | 463.3711 | 542.8607 | 368.2903 | 7.0219 | 81.1365 | 189.297 | 260.7046 | 9.6055 | 0
| 3 | 2148.4987 | 354.7744 | 523.321 | 354.7456 | 7.0219 | 82.5771 | 165.0139 | 302.0404 | 9.6055 | 0 |  | 3 | 1772.866 | 360.5687 | 580.4155 | 358.3713 | 7.0219 | 78.6077 | 180.1198 | 241.7301 | 9.6055 | 0 |  | 3 | 2481.5218 | 391.4933 | 459.1288 | 348.5209 | 7.0219 | 84.6202 | 181.3072 | 577.6992 | 9.6055 | 0 |  | 3 | 2308.7512 | 452.9923 | 532.6818 | 358.5228 | 7.0219 | 80.9969 | 188.5413 | 259.9804 | 9.6055 | 0
| 4 | 2099.8599 | 347.1596 | 513.9645 | 345.4332 | 7.0219 | 82.4309 | 164.3974 | 301.1627 | 9.6055 | 0 |  | 4 | 1731.1701 | 352.888 | 570.1071 | 349.6457 | 7.0219 | 78.4746 | 179.501 | 241.1407 | 9.6055 | 0 |  | 4 | 2425.4733 | 383.7038 | 451.4317 | 339.5482 | 7.0219 | 84.4706 | 180.6367 | 576.4558 | 9.6055 | 0 |  | 4 | 2256.0046 | 443.1978 | 523.1172 | 350.2363 | 7.0219 | 80.8592 | 187.7988 | 259.2572 | 9.6055 | 0
| 5 | 2055.1484 | 340.5908 | 505.6192 | 337.7855 | 7.0219 | 82.2865 | 163.7911 | 300.2936 | 9.6055 | 0 |  | 5 | 1693.4185 | 345.9408 | 560.7604 | 342.4804 | 7.0219 | 78.3429 | 178.8911 | 240.5493 | 9.6055 | 0 |  | 5 | 2374.9288 | 376.3548 | 444.1401 | 332.2218 | 7.0219 | 84.3231 | 179.9771 | 575.2081 | 9.6055 | 0 |  | 5 | 2207.7814 | 434.7583 | 514.5041 | 343.304 | 7.0219 | 80.7233 | 187.0694 | 258.5352 | 9.6055 | 0
| 6 | 2014.1304 | 334.7446 | 498.4963 | 331.6347 | 7.0219 | 82.144 | 163.195 | 299.4331 | 9.6055 | 0 |  | 6 | 1659.4298 | 339.6654 | 552.2695 | 336.7194 | 7.0219 | 78.2128 | 178.2899 | 239.9561 | 9.6055 | 0 |  | 6 | 2329.6061 | 369.4045 | 437.2273 | 326.3697 | 7.0219 | 84.1776 | 179.3283 | 573.9566 | 9.6055 | 0 |  | 6 | 2164.7141 | 426.619 | 506.8365 | 337.5991 | 7.0219 | 80.5893 | 186.353 | 257.8144 | 9.6055 | 0
| 7 | 1979.0193 | 328.5914 | 491.066 | 326.8132 | 7.0219 | 82.0033 | 162.6088 | 298.5812 | 9.6055 | 0 |  | 7 | 1628.5335 | 334.0947 | 544.9231 | 332.207 | 7.0219 | 78.0842 | 177.6975 | 239.3612 | 9.6055 | 0 |  | 7 | 2287.7578 | 363.4337 | 431.5097 | 321.8204 | 7.0219 | 84.0341 | 178.6901 | 572.7013 | 9.6055 | 0 |  | 7 | 2124.449 | 420.3928 | 500.4269 | 332.9945 | 7.0219 | 80.4571 | 185.6494 | 257.0949 | 9.6055 | 0
| 8 | 1946.7555 | 323.5429 | 484.6301 | 323.1536 | 7.0219 | 81.8644 | 162.0326 | 297.7378 | 9.6055 | 0 |  | 8 | 1601.3364 | 329.0171 | 537.9771 | 328.7874 | 7.0219 | 77.957 | 177.1137 | 238.7647 | 9.6055 | 0 |  | 8 | 2249.2101 | 358.6794 | 426.5736 | 318.402 | 7.0219 | 83.8926 | 178.0625 | 571.4426 | 9.6055 | 0 |  | 8 | 2091.7465 | 412.8361 | 493.3305 | 329.3636 | 7.0219 | 80.3267 | 184.9585 | 256.3767 | 9.6055 | 0
| 9 | 1917.5787 | 319.1701 | 479.0316 | 320.4881 | 7.0219 | 81.7272 | 161.4661 | 296.903 | 9.6055 | 0 |  | 9 | 1578.957 | 323.785 | 530.6116 | 326.3045 | 7.0219 | 77.8312 | 176.5384 | 238.1667 | 9.6055 | 0 |  | 9 | 2216.9179 | 352.92 | 421.3353 | 315.943 | 7.0219 | 83.7531 | 177.4454 | 570.1808 | 9.6055 | 0 |  | 9 | 2059.9287 | 407.812 | 487.9337 | 326.5794 | 7.0219 | 80.198 | 184.2801 | 255.66 | 9.6055 | 0
| 10 | 1890.7517 | 315.5665 | 474.5684 | 318.6493 | 7.0219 | 81.5918 | 160.9094 | 296.0768 | 9.6055 | 0 |  | 10 | 1556.5419 | 319.9824 | 525.7471 | 324.6027 | 7.0219 | 77.7069 | 175.9716 | 237.5674 | 9.6055 | 0 |  | 10 | 2187.5388 | 348.3369 | 416.6052 | 314.2715 | 7.0219 | 83.6155 | 176.8386 | 568.916 | 9.6055 | 0 |  | 10 | 2031.7771 | 402.9584 | 483.3888 | 324.5151 | 7.0219 | 80.0711 | 183.6142 | 254.9448 | 9.6055 | 0
| 11 | 1868.7631 | 311.4398 | 469.6981 | 317.4695 | 7.0219 | 81.4581 | 160.3622 | 295.259 | 9.6055 | 0 |  | 11 | 1537.1771 | 316.4209 | 521.1371 | 323.5259 | 7.0219 | 77.584 | 175.4131 | 236.9669 | 9.6055 | 0 |  | 11 | 2162.564 | 343.7027 | 411.7693 | 313.2158 | 7.0219 | 83.4798 | 176.2421 | 567.6485 | 9.6055 | 0 |  | 11 | 2008.7789 | 397.7125 | 478.3434 | 323.0438 | 7.0219 | 79.9459 | 182.9605 | 254.2312 | 9.6055 | 0
| 12 | 1848.516 | 308.5081 | 465.4534 | 316.7812 | 7.0219 | 81.3262 | 159.8246 | 294.4498 | 9.6055 | 0 |  | 12 | 1520.0741 | 313.4804 | 516.8412 | 322.9185 | 7.0219 | 77.4625 | 174.863 | 236.3654 | 9.6055 | 0 |  | 12 | 2139.793 | 339.6523 | 408.0427 | 312.6042 | 7.0219 | 83.3461 | 175.6557 | 566.3785 | 9.6055 | 0 |  | 12 | 1987.521 | 393.7215 | 474.1349 | 322.0386 | 7.0219 | 79.8224 | 182.319 | 253.5193 | 9.6055 | 0
| 13 | 1829.1457 | 306.2585 | 462.8657 | 316.4168 | 7.0219 | 81.1959 | 159.2964 | 293.6491 | 9.6055 | 0 |  | 13 | 1506.1246 | 310.2914 | 512.4882 | 322.6245 | 7.0219 | 77.3424 | 174.3211 | 235.7629 | 9.6055 | 0 |  | 13 | 2117.3939 | 337.3868 | 405.7058 | 312.2649 | 7.0219 | 83.2142 | 175.0794 | 565.1064 | 9.6055 | 0 |  | 13 | 1967.3527 | 390.6929 | 471.2786 | 321.3728 | 7.0219 | 79.7007 | 181.6895 | 252.8092 | 9.6055 | 0
| 14 | 1813.4517 | 303.7798 | 459.7008 | 316.2086 | 7.0219 | 81.0673 | 158.7774 | 292.857 | 9.6055 | 0 |  | 14 | 1491.9954 | 308.4124 | 509.504 | 322.488 | 7.0219 | 77.2237 | 173.7873 | 235.1596 | 9.6055 | 0 |  | 14 | 2098.0382 | 335.435 | 403.2079 | 312.0264 | 7.0219 | 83.0842 | 174.5129 | 563.8323 | 9.6055 | 0 |  | 14 | 1949.7094 | 388.2344 | 468.3028 | 320.9193 | 7.0219 | 79.5805 | 181.0718 | 252.1008 | 9.6055 | 0
| 15 | 1799.508 | 301.4541 | 457.1566 | 315.9891 | 7.0219 | 80.9403 | 158.2676 | 292.0732 | 9.6055 | 0 |  | 15 | 1479.5886 | 306.5952 | 506.8857 | 322.3533 | 7.0219 | 77.1063 | 173.2616 | 234.5556 | 9.6055 | 0 |  | 15 | 2082.1352 | 332.8701 | 400.716 | 311.7168 | 7.0219 | 82.956 | 173.9562 | 562.5565 | 9.6055 | 0 |  | 15 | 1934.5525 | 385.2836 | 465.8806 | 320.5514 | 7.0219 | 79.4621 | 180.4659 | 251.3944 | 9.6055 | 0
| 16 | 1786.9051 | 299.7202 | 454.8575 | 315.5908 | 7.0219 | 80.815 | 157.7669 | 291.298 | 9.6055 | 0 |  | 16 | 1469.7327 | 304.1535 | 504.1422 | 322.0644 | 7.0219 | 76.9903 | 172.7439 | 233.951 | 9.6055 | 0 |  | 16 | 2067.5106 | 331.0036 | 398.7427 | 311.1644 | 7.0219 | 82.8296 | 173.4093 | 561.2792 | 9.6055 | 0 |  | 16 | 1921.0493 | 382.8507 | 463.4059 | 320.1422 | 7.0219 | 79.3452 | 179.8715 | 250.69 | 9.6055 | 0
| 17 | 1775.1907 | 298.4699 | 453.0063 | 314.8578 | 7.0219 | 80.6913 | 157.2752 | 290.5312 | 9.6055 | 0 |  | 17 | 1459.6293 | 302.6541 | 502.1111 | 321.5106 | 7.0219 | 76.8755 | 172.2341 | 233.346 | 9.6055 | 0 |  | 17 | 2055.2959 | 328.8198 | 396.8149 | 310.204 | 7.0219 | 82.705 | 172.8719 | 560.0007 | 9.6055 | 0 |  | 17 | 1907.9805 | 381.3339 | 461.2654 | 319.5714 | 7.0219 | 79.23 | 179.2886 | 249.9876 | 9.6055 | 0
| 18 | 1765.3107 | 296.9598 | 450.7501 | 313.9267 | 7.0219 | 80.5692 | 156.7924 | 289.7728 | 9.6055 | 0 |  | 18 | 1451.0752 | 300.7093 | 499.4226 | 321.1477 | 7.0219 | 76.7621 | 171.7321 | 232.7407 | 9.6055 | 0 |  | 18 | 2044.2219 | 327.1193 | 394.8277 | 308.8873 | 7.0219 | 82.5821 | 172.344 | 558.7212 | 9.6055 | 0 |  | 18 | 1896.6381 | 379.1925 | 459.1687 | 318.8225 | 7.0219 | 79.1164 | 178.7171 | 249.2874 | 9.6055 | 0
| 19 | 1755.286 | 295.3317 | 449.1046 | 313.1057 | 7.0219 | 80.4487 | 156.3183 | 289.0229 | 9.6055 | 0 |  | 19 | 1442.4007 | 299.2488 | 497.0962 | 320.1988 | 7.0219 | 76.65 | 171.2379 | 232.1352 | 9.6055 | 0 |  | 19 | 2032.8892 | 325.5428 | 393.2538 | 307.978 | 7.0219 | 82.461 | 171.8254 | 557.441 | 9.6055 | 0 |  | 19 | 1884.8401 | 377.155 | 457.2622 | 318.6481 | 7.0219 | 79.0043 | 178.1567 | 248.5894 | 9.6055 | 0
| 20 | 1745.2528 | 293.6653 | 447.1232 | 312.6266 | 7.0219 | 80.3297 | 155.8529 | 288.2814 | 9.6055 | 0 |  | 20 | 1433.443 | 297.489 | 495.134 | 319.4292 | 7.0219 | 76.5392 | 170.7513 | 231.5296 | 9.6055 | 0 |  | 20 | 2022.1858 | 323.2496 | 391.5218 | 307.478 | 7.0219 | 82.3416 | 171.3162 | 556.1604 | 9.6055 | 0 |  | 20 | 1873.2959 | 374.9577 | 455.4351 | 318.2403 | 7.0219 | 78.8937 | 177.6073 | 247.8937 | 9.6055 | 0
| 21 | 1735.4714 | 291.9259 | 445.1174 | 311.9048 | 7.0219 | 80.2122 | 155.3961 | 287.5483 | 9.6055 | 0 |  | 21 | 1424.8783 | 295.9578 | 492.958 | 318.5216 | 7.0219 | 76.4296 | 170.2723 | 230.9242 | 9.6055 | 0 |  | 21 | 2009.6268 | 322.0357 | 390.3254 | 307.0323 | 7.0219 | 82.2239 | 170.816 | 554.8795 | 9.6055 | 0 |  | 21 | 1862.3072 | 372.705 | 453.404 | 317.5111 | 7.0219 | 78.7847 | 177.0688 | 247.2003 | 9.6055 | 0
| 22 | 1726.0766 | 290.3004 | 442.9752 | 311.0106 | 7.0219 | 80.0963 | 154.9477 | 286.8235 | 9.6055 | 0 |  | 22 | 1418.1921 | 294.2853 | 490.53 | 317.4171 | 7.0219 | 76.3213 | 169.8009 | 230.3189 | 9.6055 | 0 |  | 22 | 1998.5785 | 320.5169 | 388.3314 | 306.1637 | 7.0219 | 82.1079 | 170.3249 | 553.5986 | 9.6055 | 0 |  | 22 | 1852.7502 | 370.7271 | 451.2485 | 316.6169 | 7.0219 | 78.6772 | 176.5411 | 246.5094 | 9.6055 | 0
| 23 | 1718.9001 | 288.6565 | 440.467 | 310.0234 | 7.0219 | 79.9818 | 154.5077 | 286.1072 | 9.6055 | 0 |  | 23 | 1411.8345 | 292.5842 | 487.7376 | 316.3768 | 7.0219 | 76.2142 | 169.3368 | 229.7139 | 9.6055 | 0 |  | 23 | 1988.0451 | 318.9351 | 387.3373 | 305.3075 | 7.0219 | 81.9935 | 169.8427 | 552.3179 | 9.6055 | 0 |  | 23 | 1845.6627 | 368.3207 | 448.5335 | 315.6067 | 7.0219 | 78.5712 | 176.024 | 245.8211 | 9.6055 | 0
| 24 | 1711.2058 | 287.2239 | 438.2662 | 309.0351 | 7.0219 | 79.8689 | 154.076 | 285.3992 | 9.6055 | 0 |  | 24 | 1404.0506 | 291.1437 | 486.1372 | 315.3104 | 7.0219 | 76.1083 | 168.8801 | 229.1094 | 9.6055 | 0 |  | 24 | 1979.6696 | 317.2727 | 385.6396 | 304.1913 | 7.0219 | 81.8807 | 169.3693 | 551.0378 | 9.6055 | 0 |  | 24 | 1837.4637 | 366.4662 | 446.0773 | 314.8973 | 7.0219 | 78.4667 | 175.5174 | 245.1353 | 9.6055 | 0
| 25 | 1704.0011 | 285.2014 | 436.0641 | 308.1486 | 7.0219 | 79.7573 | 153.6524 | 284.6996 | 9.6055 | 0 |  | 25 | 1397.5428 | 289.4919 | 483.6263 | 314.0897 | 7.0219 | 76.0036 | 168.4307 | 228.5055 | 9.6055 | 0 |  | 25 | 1970.3977 | 316.1167 | 383.9352 | 303.4719 | 7.0219 | 81.7695 | 168.9047 | 549.7584 | 9.6055 | 0 |  | 25 | 1829.0799 | 364.3562 | 444.3031 | 313.946 | 7.0219 | 78.3636 | 175.0211 | 244.4522 | 9.6055 | 0
| 26 | 1699.7885 | 283.179 | 431.0466 | 307.0853 | 7.0219 | 79.6473 | 153.2368 | 284.0083 | 9.6055 | 0 |  | 26 | 1394.0199 | 287.4774 | 479.378 | 312.8288 | 7.0219 | 75.9001 | 167.9885 | 227.9022 | 9.6055 | 0 |  | 26 | 1964.0455 | 313.789 | 380.6164 | 302.6188 | 7.0219 | 81.6599 | 168.4486 | 548.4801 | 9.6055 | 0 |  | 26 | 1824.8583 | 361.4912 | 439.2193 | 312.8973 | 7.0219 | 78.2619 | 174.5351 | 243.7719 | 9.6055 | 0
| 27 | 1693.1566 | 281.7488 | 427.9989 | 305.9632 | 7.0219 | 79.5386 | 152.8292 | 283.3253 | 9.6055 | 0 |  | 27 | 1390.9761 | 284.9114 | 475.8524 | 311.6445 | 7.0219 | 75.7978 | 167.5535 | 227.2999 | 9.6055 | 0 |  | 27 | 1957.1113 | 311.7662 | 377.7019 | 301.6386 | 7.0219 | 81.5519 | 168.001 | 547.2029 | 9.6055 | 0 |  | 27 | 1818.1726 | 359.142 | 436.376 | 311.7899 | 7.0219 | 78.1616 | 174.0591 | 243.0944 | 9.6055 | 0
| 28 | 1686.8995 | 279.0835 | 426.3518 | 304.8852 | 7.0219 | 79.4313 | 152.4294 | 282.6507 | 9.6055 | 0 |  | 28 | 1386.2612 | 283.1099 | 473.013 | 310.6807 | 7.0219 | 75.6966 | 167.1254 | 226.6984 | 9.6055 | 0 |  | 28 | 1951.2847 | 309.1227 | 374.2806 | 300.5971 | 7.0219 | 81.4453 | 167.5618 | 545.9273 | 9.6055 | 0 |  | 28 | 1811.3359 | 356.1807 | 434.4455 | 310.784 | 7.0219 | 78.0627 | 173.593 | 242.4199 | 9.6055 | 0
| 29 | 1679.8292 | 277.4233 | 424.2611 | 304.059 | 7.0219 | 79.3254 | 152.0374 | 281.9844 | 9.6055 | 0 |  | 29 | 1381.1417 | 281.4961 | 470.4122 | 309.695 | 7.0219 | 75.5966 | 166.7043 | 226.0981 | 9.6055 | 0 |  | 29 | 1943.9363 | 306.803 | 371.8554 | 299.6036 | 7.0219 | 81.3403 | 167.1308 | 544.6534 | 9.6055 | 0 |  | 29 | 1803.8399 | 354.1349 | 432.0522 | 309.9846 | 7.0219 | 77.9652 | 173.1368 | 241.7483 | 9.6055 | 0
| 30 | 1672.6173 | 275.7677 | 422.3027 | 303.2375 | 7.0219 | 79.2209 | 151.653 | 281.3263 | 9.6055 | 0 |  | 30 | 1375.2575 | 280.3088 | 468.0944 | 308.7647 | 7.0219 | 75.4977 | 166.2901 | 225.499 | 9.6055 | 0 |  | 30 | 1935.1964 | 304.6472 | 370.4879 | 298.78 | 7.0219 | 81.2367 | 166.708 | 543.3815 | 9.6055 | 0 |  | 30 | 1796.2719 | 351.8787 | 429.9811 | 309.1456 | 7.0219 | 77.869 | 172.6902 | 241.0798 | 9.6055 | 0
| 31 | 1665.0742 | 274.2733 | 420.5545 | 302.3756 | 7.0219 | 79.1177 | 151.2761 | 280.6766 | 9.6055 | 0 |  | 31 | 1368.4236 | 279.0226 | 466.6392 | 307.8882 | 7.0219 | 75.3999 | 165.8827 | 224.9012 | 9.6055 | 0 |  | 31 | 1926.3835 | 302.643 | 369.0509 | 297.9473 | 7.0219 | 81.1346 | 166.2933 | 542.1118 | 9.6055 | 0 |  | 31 | 1787.3096 | 350.3245 | 428.5921 | 308.3167 | 7.0219 | 77.7741 | 172.2531 | 240.4144 | 9.6055 | 0
| 32 | 1657.3943 | 273.2987 | 418.34 | 301.5974 | 7.0219 | 79.0158 | 150.9067 | 280.0351 | 9.6055 | 0 |  | 32 | 1361.6045 | 278.2431 | 464.0813 | 307.0511 | 7.0219 | 75.3032 | 165.482 | 224.305 | 9.6055 | 0 |  | 32 | 1917.9248 | 301.3926 | 366.5939 | 297.0268 | 7.0219 | 81.034 | 165.8865 | 540.8446 | 9.6055 | 0 |  | 32 | 1778.6717 | 349.3119 | 426.145 | 307.5719 | 7.0219 | 77.6806 | 171.8254 | 239.7523 | 9.6055 | 0
| 33 | 1650.1426 | 271.6407 | 415.8375 | 300.8461 | 7.0219 | 78.9152 | 150.5446 | 279.4018 | 9.6055 | 0 |  | 33 | 1355.3165 | 276.5838 | 461.8757 | 306.2103 | 7.0219 | 75.2076 | 165.088 | 223.7103 | 9.6055 | 0 |  | 33 | 1908.9472 | 299.6956 | 364.8041 | 296.3371 | 7.0219 | 80.9347 | 165.4875 | 539.5801 | 9.6055 | 0 |  | 33 | 1770.4732 | 347.3559 | 423.9023 | 306.8236 | 7.0219 | 77.5883 | 171.4069 | 239.0934 | 9.6055 | 0
| 34 | 1641.6751 | 270.4345 | 414.0244 | 300.0902 | 7.0219 | 78.8158 | 150.1897 | 278.7768 | 9.6055 | 0 |  | 34 | 1347.9647 | 275.6219 | 460.0183 | 305.3876 | 7.0219 | 75.113 | 164.7005 | 223.1173 | 9.6055 | 0 |  | 34 | 1900.5862 | 298.0855 | 362.0828 | 295.6306 | 7.0219 | 80.8368 | 165.0962 | 538.3186 | 9.6055 | 0 |  | 34 | 1762.2005 | 345.3212 | 421.8114 | 306.0765 | 7.0219 | 77.4973 | 170.9976 | 238.438 | 9.6055 | 0
| 35 | 1633.8685 | 269.4647 | 411.3128 | 299.3353 | 7.0219 | 78.7178 | 149.8419 | 278.16 | 9.6055 | 0 |  | 35 | 1341.1481 | 274.2035 | 458.0446 | 304.6028 | 7.0219 | 75.0195 | 164.3195 | 222.5262 | 9.6055 | 0 |  | 35 | 1891.4234 | 295.9034 | 360.7184 | 294.941 | 7.0219 | 80.7403 | 164.7126 | 537.0603 | 9.6055 | 0 |  | 35 | 1753.9008 | 343.881 | 419.1354 | 305.3469 | 7.0219 | 77.4075 | 170.5972 | 237.786 | 9.6055 | 0
| 36 | 1625.5078 | 267.9315 | 409.6348 | 298.6645 | 7.0219 | 78.621 | 149.5011 | 277.5515 | 9.6055 | 0 |  | 36 | 1335.2517 | 272.6995 | 455.2385 | 303.8156 | 7.0219 | 74.927 | 163.9449 | 221.9371 | 9.6055 | 0 |  | 36 | 1882.2457 | 294.5935 | 358.4836 | 294.2645 | 7.0219 | 80.6452 | 164.3364 | 535.8055 | 9.6055 | 0 |  | 36 | 1745.304 | 341.7835 | 417.3513 | 304.68 | 7.0219 | 77.3189 | 170.2057 | 237.1375 | 9.6055 | 0
| 37 | 1616.6494 | 266.4424 | 408.4135 | 297.9905 | 7.0219 | 78.5254 | 149.1673 | 276.9512 | 9.6055 | 0 |  | 37 | 1329.2372 | 270.9117 | 452.7826 | 303.0802 | 7.0219 | 74.8356 | 163.5766 | 221.3501 | 9.6055 | 0 |  | 37 | 1874.0593 | 292.5269 | 355.9574 | 293.6449 | 7.0219 | 80.5513 | 163.9676 | 534.5544 | 9.6055 | 0 |  | 37 | 1736.0765 | 340.2223 | 415.6741 | 304.0004 | 7.0219 | 77.2316 | 169.8228 | 236.4926 | 9.6055 | 0
| 38 | 1610.6567 | 264.5087 | 404.8362 | 297.2514 | 7.0219 | 78.431 | 148.8402 | 276.359 | 9.6055 | 0 |  | 38 | 1321.3364 | 269.9047 | 451.4541 | 302.3228 | 7.0219 | 74.7451 | 163.2146 | 220.7653 | 9.6055 | 0 |  | 38 | 1866.9393 | 289.5428 | 353.3037 | 293.0038 | 7.0219 | 80.4587 | 163.6061 | 533.3072 | 9.6055 | 0 |  | 38 | 1728.0145 | 338.3343 | 413.2432 | 303.2359 | 7.0219 | 77.1454 | 169.4485 | 235.8514 | 9.6055 | 0
| 39 | 1603.7746 | 262.6053 | 402.1858 | 296.4445 | 7.0219 | 78.3377 | 148.5199 | 275.775 | 9.6055 | 0 |  | 39 | 1315.5949 | 268.1464 | 448.6632 | 301.6198 | 7.0219 | 74.6556 | 162.8588 | 220.1829 | 9.6055 | 0 |  | 39 | 1859.9498 | 286.6276 | 350.4627 | 292.3506 | 7.0219 | 80.3674 | 163.2518 | 532.0643 | 9.6055 | 0 |  | 39 | 1721.1893 | 335.3759 | 410.5563 | 302.5611 | 7.0219 | 77.0604 | 169.0826 | 235.214 | 9.6055 | 0
| 40 | 1598.5597 | 259.8912 | 398.5444 | 295.7721 | 7.0219 | 78.2457 | 148.2062 | 275.1992 | 9.6055 | 0 |  | 40 | 1309.7718 | 266.0848 | 446.2137 | 300.9602 | 7.0219 | 74.5671 | 162.509 | 219.603 | 9.6055 | 0 |  | 40 | 1853.5793 | 283.7447 | 347.014 | 291.6539 | 7.0219 | 80.2774 | 162.9045 | 530.8258 | 9.6055 | 0 |  | 40 | 1714.5005 | 332.6594 | 407.4997 | 301.8774 | 7.0219 | 76.9765 | 168.725 | 234.5805 | 9.6055 | 0
| 41 | 1593.4018 | 256.7967 | 395.1369 | 295.1891 | 7.0219 | 78.1547 | 147.8989 | 274.6316 | 9.6055 | 0 |  | 41 | 1303.333 | 264.3191 | 444.1644 | 300.2204 | 7.0219 | 74.4796 | 162.1653 | 219.0257 | 9.6055 | 0 |  | 41 | 1845.7334 | 281.4823 | 344.2981 | 291.0792 | 7.0219 | 80.1885 | 162.5642 | 529.592 | 9.6055 | 0 |  | 41 | 1709.6054 | 328.6607 | 403.8343 | 301.2912 | 7.0219 | 76.8937 | 168.3756 | 233.9508 | 9.6055 | 0
| 42 | 1587.0985 | 254.2711 | 392.3812 | 294.531 | 7.0219 | 78.0649 | 147.598 | 274.0721 | 9.6055 | 0 |  | 42 | 1298.0131 | 262.1373 | 441.3834 | 299.5094 | 7.0219 | 74.393 | 161.8275 | 218.4512 | 9.6055 | 0 |  | 42 | 1837.2954 | 278.3466 | 343.0738 | 290.4784 | 7.0219 | 80.1009 | 162.2307 | 528.3631 | 9.6055 | 0 |  | 42 | 1703.4564 | 325.243 | 400.9243 | 300.6225 | 7.0219 | 76.8121 | 168.0341 | 233.3251 | 9.6055 | 0
| 43 | 1581.2378 | 251.6865 | 389.2076 | 293.9072 | 7.0219 | 77.9762 | 147.3035 | 273.5207 | 9.6055 | 0 |  | 43 | 1292.048 | 260.4821 | 438.5107 | 299.0087 | 7.0219 | 74.3073 | 161.4955 | 217.8795 | 9.6055 | 0 |  | 43 | 1829.5071 | 275.9028 | 340.5297 | 289.8557 | 7.0219 | 80.0144 | 161.9039 | 527.1394 | 9.6055 | 0 |  | 43 | 1696.4543 | 322.9046 | 397.6875 | 300.0544 | 7.0219 | 76.7315 | 167.7005 | 232.7036 | 9.6055 | 0
| 44 | 1573.8699 | 249.7178 | 386.7387 | 293.4699 | 7.0219 | 77.8886 | 147.0151 | 272.9775 | 9.6055 | 0 |  | 44 | 1286.5452 | 258.5227 | 435.5707 | 298.4173 | 7.0219 | 74.2225 | 161.1693 | 217.3108 | 9.6055 | 0 |  | 44 | 1821.7045 | 273.3497 | 337.9671 | 289.3751 | 7.0219 | 79.9291 | 161.5838 | 525.9212 | 9.6055 | 0 |  | 44 | 1689.8663 | 319.6417 | 394.8859 | 299.5614 | 7.0219 | 76.652 | 167.3746 | 232.0861 | 9.6055 | 0
| 45 | 1566.5345 | 248.0305 | 384.1424 | 292.8461 | 7.0219 | 77.802 | 146.7328 | 272.4423 | 9.6055 | 0 |  | 45 | 1280.5008 | 256.3533 | 433.3001 | 297.9081 | 7.0219 | 74.1386 | 160.8488 | 216.7453 | 9.6055 | 0 |  | 45 | 1813.1021 | 270.3503 | 336.7112 | 288.834 | 7.0219 | 79.8449 | 161.2701 | 524.7086 | 9.6055 | 0 |  | 45 | 1680.9278 | 317.5452 | 393.387 | 298.9499 | 7.0219 | 76.5735 | 167.0563 | 231.4729 | 9.6055 | 0
| 46 | 1558.5525 | 245.8971 | 382.4322 | 292.4289 | 7.0219 | 77.7165 | 146.4565 | 271.9153 | 9.6055 | 0 |  | 46 | 1273.9606 | 254.9037 | 430.8127 | 297.3915 | 7.0219 | 74.0556 | 160.534 | 216.183 | 9.6055 | 0 |  | 46 | 1804.0782 | 268.3016 | 334.9897 | 288.2291 | 7.0219 | 79.7619 | 160.9629 | 523.5019 | 9.6055 | 0 |  | 46 | 1673.0076 | 315.0234 | 391.0679 | 298.5656 | 7.0219 | 76.4961 | 166.7455 | 230.864 | 9.6055 | 0
| 47 | 1550.5668 | 243.5646 | 380.9606 | 291.9759 | 7.0219 | 77.632 | 146.1861 | 271.3963 | 9.6055 | 0 |  | 47 | 1267.0406 | 253.6541 | 428.7471 | 296.633 | 7.0219 | 73.9735 | 160.2246 | 215.6242 | 9.6055 | 0 |  | 47 | 1795.1987 | 265.9118 | 333.2295 | 287.86 | 7.0219 | 79.6799 | 160.6619 | 522.3015 | 9.6055 | 0 |  | 47 | 1664.3531 | 313.007 | 389.0542 | 298.1048 | 7.0219 | 76.4196 | 166.442 | 230.2595 | 9.6055 | 0
| 48 | 1543.2296 | 241.5187 | 378.7388 | 291.338 | 7.0219 | 77.5485 | 145.9214 | 270.8854 | 9.6055 | 0 |  | 48 | 1261.4562 | 251.6025 | 426.0806 | 295.9417 | 7.0219 | 73.8922 | 159.9207 | 215.0688 | 9.6055 | 0 |  | 48 | 1785.1862 | 264.3168 | 331.8821 | 287.4159 | 7.0219 | 79.5989 | 160.3672 | 521.1074 | 9.6055 | 0 |  | 48 | 1656.6375 | 310.4914 | 386.8091 | 297.4357 | 7.0219 | 76.3441 | 166.1456 | 229.6594 | 9.6055 | 0
| 49 | 1534.8452 | 240.5578 | 376.487 | 290.6923 | 7.0219 | 77.466 | 145.6624 | 270.3826 | 9.6055 | 0 |  | 49 | 1256.5263 | 250.2825 | 423.2802 | 295.3397 | 7.0219 | 73.8117 | 159.6222 | 214.5171 | 9.6055 | 0 |  | 49 | 1776.6746 | 262.4408 | 329.533 | 286.7537 | 7.0219 | 79.519 | 160.0785 | 519.92 | 9.6055 | 0 |  | 49 | 1647.2178 | 308.844 | 385.3464 | 296.82 | 7.0219 | 76.2696 | 165.8563 | 229.0639 | 9.6055 | 0
| 50 | 1527.2781 | 238.6574 | 375.1033 | 290.1236 | 7.0219 | 77.3844 | 145.4089 | 269.8878 | 9.6055 | 0 |  | 50 | 1251.0253 | 248.7935 | 421.7394 | 294.9522 | 7.0219 | 73.732 | 159.329 | 213.9691 | 9.6055 | 0 |  | 50 | 1767.4732 | 260.6698 | 327.7026 | 286.1577 | 7.0219 | 79.4401 | 159.7957 | 518.7396 | 9.6055 | 0 |  | 50 | 1639.9162 | 306.9648 | 383.2911 | 296.2595 | 7.0219 | 76.196 | 165.5739 | 228.473 | 9.6055 | 0
| 51 | 1521.1889 | 236.9159 | 373.4157 | 289.7161 | 7.0219 | 77.3038 | 145.161 | 269.401 | 9.6055 | 0 |  | 51 | 1247.6662 | 246.8468 | 418.6893 | 294.3899 | 7.0219 | 73.6532 | 159.041 | 213.425 | 9.6055 | 0 |  | 51 | 1760.1266 | 258.2192 | 326.3345 | 285.606 | 7.0219 | 79.3622 | 159.5189 | 517.5663 | 9.6055 | 0 |  | 51 | 1634.1191 | 304.7484 | 380.8703 | 295.9246 | 7.0219 | 76.1233 | 165.2983 | 227.8868 | 9.6055 | 0
| 52 | 1514.7489 | 235.3054 | 371.9919 | 289.2645 | 7.0219 | 77.2241 | 144.9184 | 268.9223 | 9.6055 | 0 |  | 52 | 1243.2601 | 244.844 | 416.7422 | 293.8275 | 7.0219 | 73.5751 | 158.7582 | 212.885 | 9.6055 | 0 |  | 52 | 1753.0341 | 256.3198 | 324.7652 | 285.2372 | 7.0219 | 79.2853 | 159.2477 | 516.4004 | 9.6055 | 0 |  | 52 | 1627.999 | 301.6342 | 379.8203 | 295.4396 | 7.0219 | 76.0515 | 165.0293 | 227.3053 | 9.6055 | 0
| 53 | 1510.9691 | 232.7498 | 368.9314 | 288.7346 | 7.0219 | 77.1453 | 144.681 | 268.4516 | 9.6055 | 0 |  | 53 | 1240.7193 | 241.5307 | 414.2382 | 293.2672 | 7.0219 | 73.4978 | 158.4804 | 212.3491 | 9.6055 | 0 |  | 53 | 1747.13 | 254.1975 | 322.3407 | 284.7582 | 7.0219 | 79.2093 | 158.9822 | 515.2421 | 9.6055 | 0 |  | 53 | 1623.7996 | 298.4628 | 376.9413 | 294.9201 | 7.0219 | 75.9806 | 164.7667 | 226.7288 | 9.6055 | 0
| 54 | 1504.6269 | 230.835 | 367.7924 | 288.2046 | 7.0219 | 77.0674 | 144.4488 | 267.9889 | 9.6055 | 0 |  | 54 | 1237.1024 | 239.1133 | 411.8065 | 292.815 | 7.0219 | 73.4213 | 158.2076 | 211.8175 | 9.6055 | 0 |  | 54 | 1740.6719 | 251.8309 | 320.7696 | 284.224 | 7.0219 | 79.1342 | 158.7222 | 514.0918 | 9.6055 | 0 |  | 54 | 1618.7752 | 294.9889 | 375.1897 | 294.4006 | 7.0219 | 75.9106 | 164.5106 | 226.1571 | 9.6055 | 0
| 55 | 1498.8426 | 228.9668 | 365.9878 | 287.7359 | 7.0219 | 76.9903 | 144.2216 | 267.5341 | 9.6055 | 0 |  | 55 | 1233.2862 | 236.8308 | 409.5392 | 292.2627 | 7.0219 | 73.3455 | 157.9397 | 211.2903 | 9.6055 | 0 |  | 55 | 1732.4357 | 250.8502 | 319.5907 | 283.6897 | 7.0219 | 79.06 | 158.4676 | 512.9495 | 9.6055 | 0 |  | 55 | 1611.1191 | 293.2595 | 374.2068 | 293.9996 | 7.0219 | 75.8414 | 164.2606 | 225.5904 | 9.6055 | 0
| 56 | 1492.4246 | 227.6009 | 364.3224 | 287.2593 | 7.0219 | 76.9141 | 143.9994 | 267.0874 | 9.6055 | 0 |  | 56 | 1228.4778 | 235.1634 | 407.649 | 291.7104 | 7.0219 | 73.2704 | 157.6767 | 210.7676 | 9.6055 | 0 |  | 56 | 1723.9125 | 249.7385 | 318.7507 | 283.2346 | 7.0219 | 78.9866 | 158.2183 | 511.8157 | 9.6055 | 0 |  | 56 | 1604.7996 | 291.1533 | 372.3677 | 293.4951 | 7.0219 | 75.773 | 164.0167 | 225.0288 | 9.6055 | 0
| 57 | 1485.3151 | 226.4516 | 363.1861 | 286.7286 | 7.0219 | 76.8387 | 143.782 | 266.6485 | 9.6055 | 0 |  | 57 | 1222.9763 | 233.8888 | 406.0446 | 291.1726 | 7.0219 | 73.1961 | 157.4184 | 210.2496 | 9.6055 | 0 |  | 57 | 1715.5593 | 248.4479 | 317.963 | 282.7361 | 7.0219 | 78.9142 | 157.9742 | 510.6906 | 9.6055 | 0 |  | 57 | 1597.4828 | 289.6223 | 370.9618 | 292.9796 | 7.0219 | 75.7054 | 163.7787 | 224.4724 | 9.6055 | 0
| 58 | 1479.227 | 225.3265 | 360.9806 | 286.2214 | 7.0219 | 76.7642 | 143.5694 | 266.2177 | 9.6055 | 0 |  | 58 | 1217.4734 | 232.7097 | 404.3564 | 290.6245 | 7.0219 | 73.1224 | 157.1647 | 209.7364 | 9.6055 | 0 |  | 58 | 1707.3847 | 247.4247 | 316.7644 | 282.2025 | 7.0219 | 78.8425 | 157.7352 | 509.5743 | 9.6055 | 0 |  | 58 | 1591.3078 | 288.2862 | 368.191 | 292.4922 | 7.0219 | 75.6385 | 163.5466 | 223.9212 | 9.6055 | 0
| 59 | 1472.7043 | 223.8541 | 359.5768 | 285.6944 | 7.0219 | 76.6904 | 143.3614 | 265.7948 | 9.6055 | 0 |  | 59 | 1214.3204 | 230.4081 | 401.4407 | 290.0764 | 7.0219 | 73.0494 | 156.9156 | 209.2281 | 9.6055 | 0 |  | 59 | 1699.5904 | 246.4272 | 315.1274 | 281.7014 | 7.0219 | 78.7716 | 157.5012 | 508.4671 | 9.6055 | 0 |  | 59 | 1583.9702 | 286.6024 | 366.9545 | 291.9807 | 7.0219 | 75.5725 | 163.3201 | 223.3753 | 9.6055 | 0
| 60 | 1465.9865 | 222.4223 | 358.3275 | 285.1674 | 7.0219 | 76.6174 | 143.1579 | 265.3798 | 9.6055 | 0 |  | 60 | 1208.8762 | 229.019 | 399.9038 | 289.5283 | 7.0219 | 72.9771 | 156.6711 | 208.7249 | 9.6055 | 0 |  | 60 | 1692.376 | 244.8731 | 313.4942 | 281.1731 | 7.0219 | 78.7016 | 157.272 | 507.3693 | 9.6055 | 0 |  | 60 | 1576.5512 | 285.0157 | 365.7024 | 291.4693 | 7.0219 | 75.5071 | 163.0991 | 222.8348 | 9.6055 | 0
| 61 | 1460.8198 | 221.1477 | 355.37 | 284.6404 | 7.0219 | 76.5451 | 142.9589 | 264.9727 | 9.6055 | 0 |  | 61 | 1205.3623 | 227.7917 | 396.2747 | 288.9802 | 7.0219 | 72.9054 | 156.431 | 208.2268 | 9.6055 | 0 |  | 61 | 1685.0992 | 244.1622 | 311.0802 | 280.6448 | 7.0219 | 78.6322 | 157.0476 | 506.2812 | 9.6055 | 0 |  | 61 | 1570.8335 | 283.8369 | 362.341 | 290.9578 | 7.0219 | 75.4425 | 162.8835 | 222.2997 | 9.6055 | 0
| 62 | 1454.0404 | 220.3515 | 353.5469 | 284.1133 | 7.0219 | 76.4735 | 142.7642 | 264.5736 | 9.6055 | 0 |  | 62 | 1201.1498 | 225.8906 | 394.0181 | 288.4322 | 7.0219 | 72.8344 | 156.1952 | 207.7341 | 9.6055 | 0 |  | 62 | 1677.4406 | 242.9021 | 309.5972 | 280.1165 | 7.0219 | 78.5636 | 156.8278 | 505.2029 | 9.6055 | 0 |  | 62 | 1563.7058 | 282.9104 | 360.1373 | 290.4463 | 7.0219 | 75.3786 | 162.6731 | 221.7702 | 9.6055 | 0
| 63 | 1447.4675 | 218.7061 | 352.3663 | 283.5863 | 7.0219 | 76.4027 | 142.5737 | 264.1823 | 9.6055 | 0 |  | 63 | 1197.4458 | 223.0812 | 392.1613 | 287.8841 | 7.0219 | 72.764 | 155.9637 | 207.2467 | 9.6055 | 0 |  | 63 | 1668.5807 | 242.3571 | 308.6004 | 279.5882 | 7.0219 | 78.4957 | 156.6125 | 504.1347 | 9.6055 | 0 |  | 63 | 1558.903 | 278.9802 | 358.6125 | 289.9349 | 7.0219 | 75.3153 | 162.4679 | 221.2464 | 9.6055 | 0
| 64 | 1440.2524 | 217.5036 | 351.3851 | 283.0593 | 7.0219 | 76.3325 | 142.3873 | 263.7989 | 9.6055 | 0 |  | 64 | 1193.0502 | 221.2024 | 390.0655 | 287.336 | 7.0219 | 72.6941 | 155.7364 | 206.7649 | 9.6055 | 0 |  | 64 | 1660.7087 | 240.848 | 307.5797 | 279.0599 | 7.0219 | 78.4285 | 156.4017 | 503.0769 | 9.6055 | 0 |  | 64 | 1551.7535 | 276.8739 | 357.6104 | 289.4234 | 7.0219 | 75.2527 | 162.2676 | 220.7282 | 9.6055 | 0
| 65 | 1433.1724 | 216.789 | 349.7808 | 282.5322 | 7.0219 | 76.263 | 142.2049 | 263.4233 | 9.6055 | 0 |  | 65 | 1186.8393 | 220.2783 | 388.8303 | 286.7879 | 7.0219 | 72.6249 | 155.5132 | 206.2888 | 9.6055 | 0 |  | 65 | 1652.7001 | 239.2032 | 306.8313 | 278.5316 | 7.0219 | 78.362 | 156.1952 | 502.0297 | 9.6055 | 0 |  | 65 | 1543.4863 | 276.0349 | 356.4587 | 288.912 | 7.0219 | 75.1907 | 162.0721 | 220.2158 | 9.6055 | 0
| 66 | 1425.8384 | 215.7044 | 348.8006 | 282.0052 | 7.0219 | 76.1942 | 142.0265 | 263.0556 | 9.6055 | 0 |  | 66 | 1180.6567 | 219.3249 | 387.5959 | 286.2398 | 7.0219 | 72.5562 | 155.2941 | 205.8185 | 9.6055 | 0 |  | 66 | 1644.0161 | 238.1923 | 306.1246 | 278.0034 | 7.0219 | 78.296 | 155.9929 | 500.9934 | 9.6055 | 0 |  | 66 | 1535.1857 | 274.8135 | 355.7229 | 288.4005 | 7.0219 | 75.1293 | 161.8814 | 219.7092 | 9.6055 | 0
| 67 | 1418.7178 | 214.4392 | 347.7876 | 281.4782 | 7.0219 | 76.126 | 141.8518 | 262.6957 | 9.6055 | 0 |  | 67 | 1175.3223 | 217.9383 | 385.9467 | 285.6917 | 7.0219 | 72.4881 | 155.0789 | 205.3542 | 9.6055 | 0 |  | 67 | 1635.4965 | 237.3916 | 305.0431 | 277.4751 | 7.0219 | 78.2307 | 155.7947 | 499.9682 | 9.6055 | 0 |  | 67 | 1526.6779 | 273.9425 | 354.8438 | 287.889 | 7.0219 | 75.0686 | 161.6952 | 219.2086 | 9.6055 | 0
| 68 | 1411.6505 | 213.3924 | 346.5028 | 280.9512 | 7.0219 | 76.0583 | 141.6809 | 262.3437 | 9.6055 | 0 |  | 68 | 1168.6914 | 217.1286 | 384.9334 | 285.2274 | 7.0219 | 72.4205 | 154.8676 | 204.8959 | 9.6055 | 0 |  | 68 | 1627.5977 | 236.053 | 303.8788 | 276.9468 | 7.0219 | 78.166 | 155.6004 | 498.9543 | 9.6055 | 0 |  | 68 | 1518.4459 | 273.0909 | 353.6695 | 287.3776 | 7.0219 | 75.0084 | 161.5134 | 218.714 | 9.6055 | 0
| 69 | 1405.0849 | 212.1807 | 344.9175 | 280.388 | 7.0219 | 75.9913 | 141.5135 | 261.9995 | 9.6055 | 0 |  | 69 | 1162.8386 | 216.3026 | 383.22 | 284.7013 | 7.0219 | 72.3535 | 154.66 | 204.4438 | 9.6055 | 0 |  | 69 | 1619.061 | 234.9315 | 303.1353 | 276.4185 | 7.0219 | 78.1019 | 155.4101 | 497.952 | 9.6055 | 0 |  | 69 | 1510.9441 | 272.0114 | 352.0676 | 286.7915 | 7.0219 | 74.9487 | 161.3359 | 218.2254 | 9.6055 | 0
| 70 | 1398.2637 | 211.2458 | 343.5031 | 279.6325 | 7.0219 | 75.9249 | 141.3497 | 261.663 | 9.6055 | 0 |  | 70 | 1156.344 | 215.7248 | 381.9077 | 284.1677 | 7.0219 | 72.2869 | 154.4562 | 203.998 | 9.6055 | 0 |  | 70 | 1611.1061 | 233.859 | 301.7334 | 275.9178 | 7.0219 | 78.0382 | 155.2235 | 496.9615 | 9.6055 | 0 |  | 70 | 1503.6317 | 270.7108 | 350.6725 | 286.0303 | 7.0219 | 74.8896 | 161.1625 | 217.7431 | 9.6055 | 0
| 71 | 1391.0927 | 210.3446 | 342.2689 | 279.0131 | 7.0219 | 75.859 | 141.1892 | 261.3344 | 9.6055 | 0 |  | 71 | 1150.3492 | 214.5263 | 380.7163 | 283.6341 | 7.0219 | 72.2209 | 154.2561 | 203.5586 | 9.6055 | 0 |  | 71 | 1601.9861 | 233.2035 | 301.0876 | 275.4091 | 7.0219 | 77.9751 | 155.0405 | 495.9831 | 9.6055 | 0 |  | 71 | 1496.0386 | 269.0474 | 349.7014 | 285.4885 | 7.0219 | 74.831 | 160.9932 | 217.2669 | 9.6055 | 0
| 72 | 1383.2065 | 209.9609 | 341.1349 | 278.4912 | 7.0219 | 75.7936 | 141.032 | 261.0135 | 9.6055 | 0 |  | 72 | 1143.9694 | 213.5261 | 379.6045 | 283.2076 | 7.0219 | 72.1553 | 154.0595 | 203.1259 | 9.6055 | 0 |  | 72 | 1592.767 | 232.8117 | 300.2772 | 274.9004 | 7.0219 | 77.9126 | 154.8611 | 495.0171 | 9.6055 | 0 |  | 72 | 1488.3785 | 267.8443 | 348.2563 | 285.0275 | 7.0219 | 74.7729 | 160.8277 | 216.7971 | 9.6055 | 0
| 73 | 1375.9198 | 209.1048 | 339.8239 | 278.0191 | 7.0219 | 75.7287 | 140.878 | 260.7004 | 9.6055 | 0 |  | 73 | 1137.8233 | 212.6694 | 378.2102 | 282.6863 | 7.0219 | 72.0902 | 153.8664 | 202.6998 | 9.6055 | 0 |  | 73 | 1584.2328 | 232.2909 | 298.8948 | 274.4077 | 7.0219 | 77.8504 | 154.6852 | 494.0637 | 9.6055 | 0 |  | 73 | 1480.1858 | 267.1708 | 346.81 | 284.5707 | 7.0219 | 74.7152 | 160.6659 | 216.3337 | 9.6055 | 0
| 74 | 1368.2641 | 208.5664 | 338.5972 | 277.514 | 7.0219 | 75.6643 | 140.7271 | 260.3951 | 9.6055 | 0 |  | 74 | 1132.1675 | 211.5048 | 376.6335 | 282.1651 | 7.0219 | 72.0256 | 153.6766 | 202.2805 | 9.6055 | 0 |  | 74 | 1575.3911 | 231.601 | 297.9886 | 273.9156 | 7.0219 | 77.7887 | 154.5125 | 493.123 | 9.6055 | 0 |  | 74 | 1472.0847 | 266.1827 | 345.6277 | 284.0728 | 7.0219 | 74.658 | 160.5078 | 215.8767 | 9.6055 | 0
| 75 | 1360.8162 | 207.7448 | 337.4459 | 277.0089 | 7.0219 | 75.6004 | 140.5792 | 260.0974 | 9.6055 | 0 |  | 75 | 1125.6074 | 210.5983 | 375.6532 | 281.6937 | 7.0219 | 71.9613 | 153.4903 | 201.8683 | 9.6055 | 0 |  | 75 | 1566.9889 | 230.9583 | 296.5955 | 273.4236 | 7.0219 | 77.7275 | 154.3431 | 492.1955 | 9.6055 | 0 |  | 75 | 1464.0521 | 265.3324 | 344.2393 | 283.5749 | 7.0219 | 74.6012 | 160.3531 | 215.4263 | 9.6055 | 0
| 76 | 1353.1352 | 207.0469 | 336.3561 | 276.5518 | 7.0219 | 75.537 | 140.4342 | 259.8075 | 9.6055 | 0 |  | 76 | 1119.5114 | 209.7573 | 374.0312 | 281.3344 | 7.0219 | 71.8975 | 153.3071 | 201.4631 | 9.6055 | 0 |  | 76 | 1559.4789 | 229.5074 | 295.1185 | 272.9315 | 7.0219 | 77.6666 | 154.1768 | 491.2812 | 9.6055 | 0 |  | 76 | 1455.9802 | 264.4129 | 342.8237 | 283.2126 | 7.0219 | 74.5449 | 160.2017 | 214.9825 | 9.6055 | 0
| 77 | 1345.5682 | 206.5335 | 334.8915 | 276.1709 | 7.0219 | 75.4739 | 140.2919 | 259.5254 | 9.6055 | 0 |  | 77 | 1114.2007 | 208.6595 | 372.0157 | 280.84 | 7.0219 | 71.8341 | 153.1271 | 201.0651 | 9.6055 | 0 |  | 77 | 1551.129 | 228.5061 | 293.8889 | 272.5823 | 7.0219 | 77.6062 | 154.0135 | 490.3806 | 9.6055 | 0 |  | 77 | 1447.6372 | 263.6635 | 341.5825 | 282.7768 | 7.0219 | 74.4889 | 160.0535 | 214.5454 | 9.6055 | 0
| 78 | 1338.05 | 205.5829 | 333.9194 | 275.686 | 7.0219 | 75.4113 | 140.1523 | 259.2509 | 9.6055 | 0 |  | 78 | 1108.6222 | 207.5419 | 370.2879 | 280.3456 | 7.0219 | 71.7711 | 152.9502 | 200.6744 | 9.6055 | 0 |  | 78 | 1542.7593 | 227.5239 | 292.7825 | 272.1106 | 7.0219 | 77.546 | 153.853 | 489.4937 | 9.6055 | 0 |  | 78 | 1439.727 | 262.4599 | 340.403 | 282.3008 | 7.0219 | 74.4333 | 159.9083 | 214.1151 | 9.6055 | 0
| 79 | 1330.8348 | 204.9915 | 332.2851 | 275.2011 | 7.0219 | 75.3491 | 140.0153 | 258.9841 | 9.6055 | 0 |  | 79 | 1103.1252 | 206.7822 | 368.0709 | 279.901 | 7.0219 | 71.7085 | 152.7764 | 200.2912 | 9.6055 | 0 |  | 79 | 1534.5846 | 226.5088 | 291.516 | 271.6369 | 7.0219 | 77.4863 | 153.6954 | 488.6209 | 9.6055 | 0 |  | 79 | 1431.8783 | 261.6649 | 338.7533 | 281.8248 | 7.0219 | 74.378 | 159.766 | 213.6917 | 9.6055 | 0
| 80 | 1324.02 | 204.4086 | 330.2418 | 274.7162 | 7.0219 | 75.2872 | 139.8807 | 258.725 | 9.6055 | 0 |  | 80 | 1098.1307 | 205.5896 | 365.6629 | 279.5778 | 7.0219 | 71.6462 | 152.6054 | 199.9156 | 9.6055 | 0 |  | 80 | 1526.3801 | 225.8528 | 289.9202 | 271.1632 | 7.0219 | 77.4268 | 153.5404 | 487.7624 | 9.6055 | 0 |  | 80 | 1424.0205 | 260.9029 | 337.0798 | 281.3488 | 7.0219 | 74.3231 | 159.6265 | 213.2752 | 9.6055 | 0
| 81 | 1317.3903 | 203.2276 | 328.5124 | 274.3303 | 7.0219 | 75.2257 | 139.7485 | 258.4735 | 9.6055 | 0 |  | 81 | 1092.3312 | 204.6818 | 363.8869 | 279.1428 | 7.0219 | 71.5842 | 152.4373 | 199.5478 | 9.6055 | 0 |  | 81 | 1518.1022 | 225.1889 | 288.4057 | 270.6895 | 7.0219 | 77.3676 | 153.3879 | 486.9185 | 9.6055 | 0 |  | 81 | 1416.538 | 259.6906 | 335.3337 | 281.0203 | 7.0219 | 74.2685 | 159.4896 | 212.8657 | 9.6055 | 0
| 82 | 1310.1589 | 202.3756 | 327.0388 | 273.9616 | 7.0219 | 75.1646 | 139.6185 | 258.2297 | 9.6055 | 0 |  | 82 | 1086.7952 | 203.6619 | 361.9756 | 278.6916 | 7.0219 | 71.5226 | 152.272 | 199.1878 | 9.6055 | 0 |  | 82 | 1509.9337 | 224.1544 | 287.0647 | 270.3034 | 7.0219 | 77.3086 | 153.238 | 486.0893 | 9.6055 | 0 |  | 82 | 1409.2449 | 258.4647 | 333.4845 | 280.6194 | 7.0219 | 74.2141 | 159.3552 | 212.4633 | 9.6055 | 0
| 83 | 1303.3036 | 201.5074 | 325.2905 | 273.5074 | 7.0219 | 75.1037 | 139.4907 | 257.9936 | 9.6055 | 0 |  | 83 | 1081.8638 | 202.3503 | 359.7481 | 278.2439 | 7.0219 | 71.4613 | 152.1093 | 198.8357 | 9.6055 | 0 |  | 83 | 1501.4043 | 223.3713 | 285.8442 | 269.9065 | 7.0219 | 77.2499 | 153.0903 | 485.2752 | 9.6055 | 0 |  | 83 | 1401.8511 | 257.2728 | 331.7322 | 280.1879 | 7.0219 | 74.1601 | 159.2232 | 212.068 | 9.6055 | 0
| 84 | 1296.3971 | 200.5646 | 323.6525 | 273.0688 | 7.0219 | 75.0431 | 139.3649 | 257.765 | 9.6055 | 0 |  | 84 | 1075.589 | 201.3538 | 358.4648 | 277.8801 | 7.0219 | 71.4002 | 151.9493 | 198.4918 | 9.6055 | 0 |  | 84 | 1492.9678 | 222.4012 | 284.7671 | 269.4601 | 7.0219 | 77.1914 | 152.9449 | 484.4764 | 9.6055 | 0 |  | 84 | 1394.5787 | 255.8534 | 330.099 | 279.7436 | 7.0219 | 74.1062 | 159.0933 | 211.68 | 9.6055 | 0
| 85 | 1289.1934 | 199.601 | 322.3096 | 272.6533 | 7.0219 | 74.9828 | 139.2411 | 257.5441 | 9.6055 | 0 |  | 85 | 1069.9128 | 200.0893 | 356.8531 | 277.5142 | 7.0219 | 71.3395 | 151.7918 | 198.156 | 9.6055 | 0 |  | 85 | 1485.1821 | 221.2377 | 283.246 | 269.0003 | 7.0219 | 77.1332 | 152.8016 | 483.6931 | 9.6055 | 0 |  | 85 | 1387.0764 | 254.5313 | 328.4761 | 279.4216 | 7.0219 | 74.0526 | 158.9656 | 211.2993 | 9.6055 | 0
| 86 | 1281.9778 | 198.5934 | 320.9467 | 272.3135 | 7.0219 | 74.9228 | 139.1191 | 257.3308 | 9.6055 | 0 |  | 86 | 1064.1817 | 199.1136 | 355.6085 | 277.1211 | 7.0219 | 71.279 | 151.6368 | 197.8287 | 9.6055 | 0 |  | 86 | 1476.5706 | 220.4311 | 282.0747 | 268.6598 | 7.0219 | 77.075 | 152.6603 | 482.9257 | 9.6055 | 0 |  | 86 | 1379.0292 | 253.4669 | 327.1919 | 279.0481 | 7.0219 | 73.9992 | 158.8397 | 210.9261 | 9.6055 | 0
| 87 | 1275.8194 | 197.4003 | 319.1136 | 271.9169 | 7.0219 | 74.863 | 138.9989 | 257.1251 | 9.6055 | 0 |  | 87 | 1058.4784 | 198.376 | 354.5481 | 276.728 | 7.0219 | 71.2188 | 151.4841 | 197.5098 | 9.6055 | 0 |  | 87 | 1468.8851 | 219.3917 | 280.2668 | 268.2626 | 7.0219 | 77.017 | 152.5209 | 482.1742 | 9.6055 | 0 |  | 87 | 1372.2644 | 252.058 | 325.589 | 278.6597 | 7.0219 | 73.946 | 158.7157 | 210.5602 | 9.6055 | 0
| 88 | 1269.4029 | 196.509 | 317.9418 | 271.5203 | 7.0219 | 74.8034 | 138.8803 | 256.9269 | 9.6055 | 0 |  | 88 | 1053.5716 | 197.5092 | 352.7882 | 276.3671 | 7.0219 | 71.1588 | 151.3338 | 197.1996 | 9.6055 | 0 |  | 88 | 1461.2579 | 218.3295 | 279.3407 | 267.8608 | 7.0219 | 76.9592 | 152.3832 | 481.439 | 9.6055 | 0 |  | 88 | 1365.1647 | 251.1572 | 324.3274 | 278.2712 | 7.0219 | 73.893 | 158.5933 | 210.202 | 9.6055 | 0
| 89 | 1263.3102 | 195.5831 | 316.4808 | 271.1238 | 7.0219 | 74.744 | 138.7632 | 256.7364 | 9.6055 | 0 |  | 89 | 1048.1596 | 197.2383 | 350.8978 | 276.0461 | 7.0219 | 71.099 | 151.1856 | 196.8981 | 9.6055 | 0 |  | 89 | 1453.9252 | 217.5577 | 278.0132 | 267.459 | 7.0219 | 76.9014 | 152.2473 | 480.7203 | 9.6055 | 0 |  | 89 | 1359.1423 | 249.6813 | 322.5459 | 277.9004 | 7.0219 | 73.8401 | 158.4725 | 209.8514 | 9.6055 | 0
| 90 | 1257.2801 | 195.1445 | 314.4029 | 270.7943 | 7.0219 | 74.6848 | 138.6475 | 256.5533 | 9.6055 | 0 |  | 90 | 1043.4006 | 196.3142 | 349.0473 | 275.6852 | 7.0219 | 71.0394 | 151.0396 | 196.6054 | 9.6055 | 0 |  | 90 | 1447.1486 | 216.5667 | 276.3431 | 267.063 | 7.0219 | 76.8437 | 152.1129 | 480.0184 | 9.6055 | 0 |  | 90 | 1352.6962 | 248.6428 | 320.6992 | 277.5809 | 7.0219 | 73.7873 | 158.353 | 209.5085 | 9.6055 | 0
| 91 | 1251.3557 | 194.1348 | 312.8297 | 270.4256 | 7.0219 | 74.6257 | 138.5332 | 256.3778 | 9.6055 | 0 |  | 91 | 1038.3799 | 195.5561 | 347.2927 | 275.3243 | 7.0219 | 70.98 | 150.8957 | 196.3217 | 9.6055 | 0 |  | 91 | 1439.8805 | 215.5279 | 275.1619 | 266.7172 | 7.0219 | 76.7861 | 151.98 | 479.3336 | 9.6055 | 0 |  | 91 | 1345.6983 | 247.8912 | 319.1564 | 277.2226 | 7.0219 | 73.7346 | 158.2348 | 209.1733 | 9.6055 | 0
| 92 | 1245.3637 | 193.6228 | 310.8263 | 270.0568 | 7.0219 | 74.5668 | 138.4201 | 256.2099 | 9.6055 | 0 |  | 92 | 1033.2972 | 195.193 | 345.205 | 274.9634 | 7.0219 | 70.9208 | 150.7537 | 196.0472 | 9.6055 | 0 |  | 92 | 1432.5453 | 214.7195 | 273.8486 | 266.3403 | 7.0219 | 76.7284 | 151.8485 | 478.6659 | 9.6055 | 0 |  | 92 | 1339.2285 | 246.8728 | 317.3522 | 276.8643 | 7.0219 | 73.6821 | 158.1177 | 208.8461 | 9.6055 | 0
| 93 | 1239.6104 | 192.6768 | 309.0182 | 269.6881 | 7.0219 | 74.5079 | 138.3081 | 256.0494 | 9.6055 | 0 |  | 93 | 1028.734 | 194.2539 | 343.1739 | 274.6024 | 7.0219 | 70.8617 | 150.6137 | 195.7819 | 9.6055 | 0 |  | 93 | 1425.3377 | 213.8598 | 272.459 | 265.9634 | 7.0219 | 76.6708 | 151.7181 | 478.0157 | 9.6055 | 0 |  | 93 | 1332.7677 | 246.081 | 315.3125 | 276.5059 | 7.0219 | 73.6295 | 158.0016 | 208.5267 | 9.6055 | 0
| 94 | 1232.6372 | 192.119 | 308.0418 | 269.3194 | 7.0219 | 74.4492 | 138.1973 | 255.8964 | 9.6055 | 0 |  | 94 | 1023.5348 | 193.3481 | 341.7297 | 274.2572 | 7.0219 | 70.8028 | 150.4755 | 195.5257 | 9.6055 | 0 |  | 94 | 1417.6573 | 213.0263 | 271.5159 | 265.5865 | 7.0219 | 76.6132 | 151.5891 | 477.3827 | 9.6055 | 0 |  | 94 | 1326.0307 | 244.8714 | 313.9667 | 276.1476 | 7.0219 | 73.5771 | 157.8865 | 208.2151 | 9.6055 | 0
| 95 | 1226.4361 | 191.155 | 306.6996 | 268.9506 | 7.0219 | 74.3907 | 138.0875 | 255.7508 | 9.6055 | 0 |  | 95 | 1017.9276 | 192.8151 | 340.2829 | 273.9498 | 7.0219 | 70.7441 | 150.3392 | 195.2784 | 9.6055 | 0 |  | 95 | 1410.5517 | 212.2451 | 269.9458 | 265.2096 | 7.0219 | 76.5556 | 151.4612 | 476.7666 | 9.6055 | 0 |  | 95 | 1319.3207 | 243.6173 | 312.6344 | 275.7934 | 7.0219 | 73.5247 | 157.7722 | 207.911 | 9.6055 | 0
| 96 | 1219.7118 | 190.4768 | 305.5614 | 268.6153 | 7.0219 | 74.3322 | 137.9787 | 255.6125 | 9.6055 | 0 |  | 96 | 1012.3055 | 192.3015 | 338.8609 | 273.6132 | 7.0219 | 70.6855 | 150.2046 | 195.04 | 9.6055 | 0 |  | 96 | 1403.2977 | 211.1877 | 268.8003 | 264.8328 | 7.0219 | 76.4981 | 151.3345 | 476.167 | 9.6055 | 0 |  | 96 | 1311.752 | 242.7639 | 311.7127 | 275.4866 | 7.0219 | 73.4724 | 157.6589 | 207.6143 | 9.6055 | 0
| 97 | 1212.5721 | 189.9313 | 304.7063 | 268.2794 | 7.0219 | 74.2739 | 137.871 | 255.4815 | 9.6055 | 0 |  | 97 | 1006.234 | 191.6077 | 338.0704 | 273.2745 | 7.0219 | 70.627 | 150.0719 | 194.8103 | 9.6055 | 0 |  | 97 | 1394.9645 | 210.4193 | 268.4074 | 264.4934 | 7.0219 | 76.4405 | 151.2089 | 475.5836 | 9.6055 | 0 |  | 97 | 1304.2385 | 242.2084 | 310.4665 | 275.1511 | 7.0219 | 73.4201 | 157.5465 | 207.3248 | 9.6055 | 0
| 98 | 1205.9567 | 189.1671 | 303.5585 | 267.9309 | 7.0219 | 74.2156 | 137.7643 | 255.3577 | 9.6055 | 0 |  | 98 | 1001.4776 | 190.9446 | 335.9223 | 272.9477 | 7.0219 | 70.5688 | 149.9409 | 194.5892 | 9.6055 | 0 |  | 98 | 1387.8532 | 209.2035 | 267.2576 | 264.1365 | 7.0219 | 76.383 | 151.0846 | 475.0162 | 9.6055 | 0 |  | 98 | 1296.93 | 241.3981 | 309.2724 | 274.8133 | 7.0219 | 73.368 | 157.4349 | 207.0423 | 9.6055 | 0
| 99 | 1198.7569 | 188.4563 | 302.9416 | 267.5823 | 7.0219 | 74.1575 | 137.6586 | 255.241 | 9.6055 | 0 |  | 99 | 995.3368 | 190.5117 | 334.9133 | 272.636 | 7.0219 | 70.5107 | 149.8117 | 194.3764 | 9.6055 | 0 |  | 99 | 1379.9825 | 208.382 | 266.4753 | 263.7773 | 7.0219 | 76.3255 | 150.9613 | 474.4644 | 9.6055 | 0 |  | 99 | 1289.3791 | 240.6071 | 308.2968 | 274.4801 | 7.0219 | 73.3159 | 157.3242 | 206.7665 | 9.6055 | 0
| 100 | 1192.8279 | 187.3022 | 301.4642 | 267.2667 | 7.0219 | 74.0996 | 137.5539 | 255.1313 | 9.6055 | 0 |  | 100 | 990.0589 | 189.9181 | 333.2135 | 272.3129 | 7.0219 | 70.4527 | 149.6841 | 194.172 | 9.6055 | 0 |  | 100 | 1372.6369 | 207.1147 | 265.6073 | 263.4242 | 7.0219 | 76.268 | 150.8392 | 473.9279 | 9.6055 | 0 |  | 100 | 1282.7847 | 239.1128 | 307.0409 | 274.174 | 7.0219 | 73.2639 | 157.2143 | 206.4974 | 9.6055 | 0
| 101 | 1186.3159 | 186.6175 | 300.1192 | 266.9323 | 7.0219 | 74.0418 | 137.4502 | 255.0287 | 9.6055 | 0 |  | 101 | 985.3242 | 188.8301 | 331.465 | 271.9898 | 7.0219 | 70.3949 | 149.5582 | 193.9756 | 9.6055 | 0 |  | 101 | 1365.633 | 205.8138 | 264.4123 | 263.0904 | 7.0219 | 76.2105 | 150.7182 | 473.4063 | 9.6055 | 0 |  | 101 | 1275.9725 | 238.1408 | 305.4976 | 273.8509 | 7.0219 | 73.2119 | 157.1052 | 206.2347 | 9.6055 | 0
| 102 | 1180.1526 | 185.5374 | 298.8208 | 266.5979 | 7.0219 | 73.9841 | 137.3473 | 254.933 | 9.6055 | 0 |  | 102 | 979.9435 | 188.1977 | 329.9068 | 271.6667 | 7.0219 | 70.3373 | 149.4339 | 193.7873 | 9.6055 | 0 |  | 102 | 1358.0316 | 205.0156 | 263.325 | 262.7434 | 7.0219 | 76.1531 | 150.5982 | 472.8994 | 9.6055 | 0 |  | 102 | 1269.6416 | 236.8392 | 303.8025 | 273.5278 | 7.0219 | 73.1601 | 156.9969 | 205.9783 | 9.6055 | 0
| 103 | 1174.84 | 184.371 | 296.7581 | 266.2635 | 7.0219 | 73.9265 | 137.2455 | 254.8443 | 9.6055 | 0 |  | 103 | 974.7938 | 187.2717 | 328.4112 | 271.3436 | 7.0219 | 70.2799 | 149.3113 | 193.6068 | 9.6055 | 0 |  | 103 | 1351.3359 | 203.919 | 261.6305 | 262.3964 | 7.0219 | 76.0958 | 150.4794 | 472.4068 | 9.6055 | 0 |  | 103 | 1263.5577 | 235.0684 | 302.3296 | 273.2047 | 7.0219 | 73.1083 | 156.8893 | 205.7279 | 9.6055 | 0
| 104 | 1168.7607 | 183.334 | 295.3327 | 265.9291 | 7.0219 | 73.8691 | 137.1445 | 254.7623 | 9.6055 | 0 |  | 104 | 970.0739 | 185.5999 | 327.2316 | 271.0205 | 7.0219 | 70.2226 | 149.1902 | 193.4341 | 9.6055 | 0 |  | 104 | 1343.9616 | 202.7517 | 260.6854 | 262.0493 | 7.0219 | 76.0385 | 150.3615 | 471.9283 | 9.6055 | 0 |  | 104 | 1256.6905 | 234.1374 | 300.8002 | 272.8816 | 7.0219 | 73.0567 | 156.7825 | 205.4833 | 9.6055 | 0
| 105 | 1162.2967 | 182.3715 | 294.2176 | 265.5947 | 7.0219 | 73.8118 | 137.0443 | 254.687 | 9.6055 | 0 |  | 105 | 964.3278 | 184.6943 | 326.312 | 270.6974 | 7.0219 | 70.1656 | 149.0707 | 193.2689 | 9.6055 | 0 |  | 105 | 1336.7244 | 201.8652 | 259.3222 | 261.7023 | 7.0219 | 75.9812 | 150.2447 | 471.4634 | 9.6055 | 0 |  | 105 | 1249.0026 | 233.4954 | 299.8026 | 272.5586 | 7.0219 | 73.0051 | 156.6764 | 205.2444 | 9.6055 | 0
| 106 | 1155.29 | 181.6167 | 293.4373 | 265.2604 | 7.0219 | 73.7546 | 136.9451 | 254.6185 | 9.6055 | 0 |  | 106 | 959.0092 | 183.8119 | 324.9418 | 270.3743 | 7.0219 | 70.1086 | 148.9527 | 193.1112 | 9.6055 | 0 |  | 106 | 1329.2527 | 200.6874 | 258.485 | 261.3553 | 7.0219 | 75.924 | 150.1289 | 471.012 | 9.6055 | 0 |  | 106 | 1242.5896 | 231.6703 | 298.7131 | 272.2355 | 7.0219 | 72.9536 | 156.5709 | 205.011 | 9.6055 | 0
| 107 | 1149.3367 | 180.4815 | 291.9841 | 264.926 | 7.0219 | 73.6976 | 136.8466 | 254.5566 | 9.6055 | 0 |  | 107 | 954.4592 | 182.3598 | 323.3726 | 270.0512 | 7.0219 | 70.0519 | 148.8362 | 192.9608 | 9.6055 | 0 |  | 107 | 1322.3151 | 199.3001 | 257.3231 | 261.0083 | 7.0219 | 75.8669 | 150.0141 | 470.5736 | 9.6055 | 0 |  | 107 | 1235.8726 | 230.165 | 297.6078 | 271.9124 | 7.0219 | 72.9022 | 156.4662 | 204.7828 | 9.6055 | 0
| 108 | 1143.2364 | 179.0893 | 290.9349 | 264.5916 | 7.0219 | 73.6407 | 136.749 | 254.5012 | 9.6055 | 0 |  | 108 | 950.045 | 181.065 | 321.5102 | 269.7281 | 7.0219 | 69.9953 | 148.7211 | 192.8175 | 9.6055 | 0 |  | 108 | 1315.2297 | 198.1797 | 256.0421 | 260.6613 | 7.0219 | 75.8098 | 149.9003 | 470.148 | 9.6055 | 0 |  | 108 | 1228.9478 | 228.8777 | 296.4923 | 271.5893 | 7.0219 | 72.8509 | 156.3621 | 204.5598 | 9.6055 | 0
| 109 | 1137.0162 | 177.8406 | 289.8621 | 264.2572 | 7.0219 | 73.584 | 136.6522 | 254.4524 | 9.6055 | 0 |  | 109 | 944.7033 | 180.0981 | 320.2475 | 269.405 | 7.0219 | 69.9389 | 148.6075 | 192.6813 | 9.6055 | 0 |  | 109 | 1308.322 | 196.5792 | 255.0635 | 260.3142 | 7.0219 | 75.7528 | 149.7874 | 469.7348 | 9.6055 | 0 |  | 109 | 1222.8278 | 226.9826 | 295.1797 | 271.2662 | 7.0219 | 72.7997 | 156.2586 | 204.3416 | 9.6055 | 0
| 110 | 1131.089 | 176.7095 | 288.3807 | 263.9209 | 7.0219 | 73.5274 | 136.5562 | 254.41 | 9.6055 | 0 |  | 110 | 939.1475 | 179.1575 | 319.1612 | 269.0934 | 7.0219 | 69.8827 | 148.4952 | 192.5519 | 9.6055 | 0 |  | 110 | 1300.9787 | 195.4763 | 254.0229 | 259.9672 | 7.0219 | 75.6959 | 149.6755 | 469.3337 | 9.6055 | 0 |  | 110 | 1216.47 | 225.6201 | 293.5839 | 270.9317 | 7.0219 | 72.7486 | 156.1558 | 204.1282 | 9.6055 | 0
| 111 | 1124.7388 | 175.5505 | 287.4112 | 263.5234 | 7.0219 | 73.471 | 136.4609 | 254.3739 | 9.6055 | 0 |  | 111 | 934.7397 | 177.9142 | 317.2385 | 268.7728 | 7.0219 | 69.8267 | 148.3844 | 192.4293 | 9.6055 | 0 |  | 111 | 1293.3713 | 194.3611 | 253.2646 | 259.6143 | 7.0219 | 75.639 | 149.5645 | 468.9444 | 9.6055 | 0 |  | 111 | 1209.6739 | 224.1426 | 292.5972 | 270.5414 | 7.0219 | 72.6977 | 156.0535 | 203.9193 | 9.6055 | 0
| 112 | 1118.8023 | 174.0865 | 286.3331 | 263.1259 | 7.0219 | 73.4147 | 136.3664 | 254.3442 | 9.6055 | 0 |  | 112 | 930.3912 | 176.3896 | 315.5378 | 268.4522 | 7.0219 | 69.7709 | 148.2749 | 192.3133 | 9.6055 | 0 |  | 112 | 1287.1972 | 192.7518 | 251.5594 | 259.2692 | 7.0219 | 75.5822 | 149.4544 | 468.5666 | 9.6055 | 0 |  | 112 | 1203.6285 | 222.1976 | 291.3272 | 270.151 | 7.0219 | 72.6468 | 155.9518 | 203.7147 | 9.6055 | 0
| 113 | 1113.2346 | 172.9721 | 284.4973 | 262.7678 | 7.0219 | 73.3586 | 136.2726 | 254.3207 | 9.6055 | 0 |  | 113 | 925.4256 | 175.3569 | 313.9577 | 268.1362 | 7.0219 | 69.7152 | 148.1667 | 192.2038 | 9.6055 | 0 |  | 113 | 1280.258 | 191.4416 | 250.3199 | 258.9241 | 7.0219 | 75.5255 | 149.3452 | 468.1999 | 9.6055 | 0 |  | 113 | 1196.8873 | 220.988 | 289.9507 | 269.8278 | 7.0219 | 72.596 | 155.8507 | 203.5143 | 9.6055 | 0
| 114 | 1107.3404 | 171.6752 | 283.1215 | 262.4586 | 7.0219 | 73.3026 | 136.1795 | 254.3034 | 9.6055 | 0 |  | 114 | 920.1702 | 174.2403 | 312.7297 | 267.8417 | 7.0219 | 69.6597 | 148.0598 | 192.1006 | 9.6055 | 0 |  | 114 | 1273.3447 | 190.0569 | 249.1167 | 258.5916 | 7.0219 | 75.4689 | 149.2369 | 467.8441 | 9.6055 | 0 |  | 114 | 1190.7651 | 218.9891 | 288.7134 | 269.5355 | 7.0219 | 72.5454 | 155.75 | 203.3179 | 9.6055 | 0
| 115 | 1100.7327 | 170.9389 | 281.9156 | 262.1323 | 7.0219 | 73.2468 | 136.087 | 254.2922 | 9.6055 | 0 |  | 115 | 915.5542 | 173.1398 | 310.868 | 267.5257 | 7.0219 | 69.6044 | 147.9541 | 192.0036 | 9.6055 | 0 |  | 115 | 1265.9101 | 188.8574 | 248.2468 | 258.2617 | 7.0219 | 75.4124 | 149.1294 | 467.4989 | 9.6055 | 0 |  | 115 | 1184.8937 | 217.6643 | 286.5748 | 269.2196 | 7.0219 | 72.4948 | 155.6499 | 203.1252 | 9.6055 | 0
| 116 | 1095.1281 | 169.5356 | 280.3523 | 261.8275 | 7.0219 | 73.1911 | 135.9953 | 254.287 | 9.6055 | 0 |  | 116 | 910.5896 | 172.0156 | 309.3558 | 267.2322 | 7.0219 | 69.5493 | 147.8496 | 191.9126 | 9.6055 | 0 |  | 116 | 1258.5181 | 187.8349 | 247.1621 | 257.9271 | 7.0219 | 75.356 | 149.0228 | 467.1638 | 9.6055 | 0 |  | 116 | 1178.2799 | 216.1405 | 285.3516 | 268.9297 | 7.0219 | 72.4444 | 155.5502 | 202.936 | 9.6055 | 0
| 117 | 1089.247 | 168.3139 | 278.9051 | 261.5014 | 7.0219 | 73.1356 | 135.9041 | 254.2879 | 9.6055 | 0 |  | 117 | 905.4082 | 170.8103 | 308.1641 | 266.9163 | 7.0219 | 69.4944 | 147.7464 | 191.8276 | 9.6055 | 0 |  | 117 | 1251.6361 | 186.6851 | 245.6869 | 257.6003 | 7.0219 | 75.2997 | 148.917 | 466.8387 | 9.6055 | 0 |  | 117 | 1171.795 | 214.7481 | 283.894 | 268.614 | 7.0219 | 72.3941 | 155.451 | 202.7503 | 9.6055 | 0
| 118 | 1083.4905 | 167.268 | 277.1574 | 261.1753 | 7.0219 | 73.0802 | 135.8136 | 254.2946 | 9.6055 | 0 |  | 118 | 900.9657 | 169.4649 | 306.3736 | 266.6003 | 7.0219 | 69.4397 | 147.6443 | 191.7483 | 9.6055 | 0 |  | 118 | 1245.5134 | 184.7763 | 244.2203 | 257.2647 | 7.0219 | 75.2434 | 148.8119 | 466.5231 | 9.6055 | 0 |  | 118 | 1165.4705 | 213.2717 | 282.36 | 268.2982 | 7.0219 | 72.3439 | 155.3523 | 202.5677 | 9.6055 | 0
| 119 | 1077.3585 | 165.7653 | 276.2384 | 260.853 | 7.0219 | 73.0251 | 135.7237 | 254.3073 | 9.6055 | 0 |  | 119 | 896.0513 | 168.3594 | 304.8094 | 266.2901 | 7.0219 | 69.3851 | 147.5434 | 191.6747 | 9.6055 | 0 |  | 119 | 1238.5385 | 183.6722 | 242.8 | 256.93 | 7.0219 | 75.1873 | 148.7077 | 466.2169 | 9.6055 | 0 |  | 119 | 1159.1784 | 211.6596 | 280.9226 | 267.989 | 7.0219 | 72.2939 | 155.2539 | 202.3882 | 9.6055 | 0
| 120 | 1071.0103 | 164.8096 | 274.9875 | 260.5318 | 7.0219 | 72.97 | 135.6344 | 254.3257 | 9.6055 | 0 |  | 120 | 891.0867 | 167.5382 | 303.0138 | 265.977 | 7.0219 | 69.3308 | 147.4435 | 191.6065 | 9.6055 | 0 |  | 120 | 1231.266 | 182.1943 | 242.0443 | 256.6023 | 7.0219 | 75.1313 | 148.6043 | 465.9195 | 9.6055 | 0 |  | 120 | 1152.3227 | 210.1949 | 279.9031 | 267.6783 | 7.0219 | 72.2439 | 155.156 | 202.2115 | 9.6055 | 0
| 121 | 1065.4148 | 163.6704 | 273.1674 | 260.2105 | 7.0219 | 72.9152 | 135.5456 | 254.3499 | 9.6055 | 0 |  | 121 | 885.7798 | 166.6191 | 301.6586 | 265.6639 | 7.0219 | 69.2767 | 147.3448 | 191.5438 | 9.6055 | 0 |  | 121 | 1224.1289 | 180.8413 | 241.0317 | 256.2713 | 7.0219 | 75.0755 | 148.5015 | 465.6308 | 9.6055 | 0 |  | 121 | 1146.283 | 208.8011 | 277.9968 | 267.3675 | 7.0219 | 72.1941 | 155.0584 | 202.0374 | 9.6055 | 0
| 122 | 1059.6827 | 162.4496 | 271.5653 | 259.8892 | 7.0219 | 72.8605 | 135.4574 | 254.3798 | 9.6055 | 0 |  | 122 | 880.6527 | 165.7092 | 300.1142 | 265.3508 | 7.0219 | 69.2227 | 147.247 | 191.4862 | 9.6055 | 0 |  | 122 | 1217.4447 | 179.2368 | 239.8177 | 255.9402 | 7.0219 | 75.0197 | 148.3996 | 465.3504 | 9.6055 | 0 |  | 122 | 1138.9542 | 207.6915 | 277.0953 | 267.0567 | 7.0219 | 72.1445 | 154.9612 | 201.8658 | 9.6055 | 0
| 123 | 1052.8659 | 161.3228 | 270.9542 | 259.5679 | 7.0219 | 72.806 | 135.3696 | 254.4152 | 9.6055 | 0 |  | 123 | 875.5087 | 164.4537 | 298.9124 | 265.0577 | 7.0219 | 69.169 | 147.1503 | 191.4338 | 9.6055 | 0 |  | 123 | 1209.6998 | 178.3913 | 238.9054 | 255.6091 | 7.0219 | 74.9641 | 148.2983 | 465.078 | 9.6055 | 0 |  | 123 | 1132.5933 | 206.0059 | 275.7958 | 266.7521 | 7.0219 | 72.0949 | 154.8643 | 201.6964 | 9.6055 | 2
| 124 | 1046.8431 | 160.6338 | 269.102 | 259.2558 | 7.0219 | 72.7516 | 135.2824 | 254.4562 | 9.6055 | 0 |  | 124 | 869.8592 | 163.3175 | 298.1206 | 264.7409 | 7.0219 | 69.1154 | 147.0546 | 191.3862 | 9.6055 | 0 |  | 124 | 1202.6844 | 177.1907 | 237.6178 | 255.2789 | 7.0219 | 74.9086 | 148.1977 | 464.8133 | 9.6055 | 0 |  | 124 | 1126.0153 | 204.8552 | 274.1906 | 266.4352 | 7.0219 | 72.0455 | 154.7677 | 201.529 | 9.6055 | 5
| 125 | 1040.7361 | 159.4533 | 267.8405 | 258.9288 | 7.0219 | 72.6974 | 135.1957 | 254.5027 | 9.6055 | 0 |  | 125 | 864.7168 | 162.5234 | 296.4767 | 264.4269 | 7.0219 | 69.062 | 146.9599 | 191.3435 | 9.6055 | 0 |  | 125 | 1195.8405 | 175.7187 | 236.4356 | 254.9432 | 7.0219 | 74.8532 | 148.0978 | 464.5559 | 9.6055 | 0 |  | 125 | 1119.474 | 203.3921 | 272.8611 | 266.1184 | 7.0219 | 71.9963 | 154.6714 | 201.3635 | 9.6055 | 9
| 126 | 1034.3278 | 158.3903 | 266.7443 | 258.6202 | 7.0219 | 72.6434 | 135.1094 | 254.5546 | 9.6055 | 0 |  | 126 | 859.4253 | 161.475 | 295.2039 | 264.1451 | 7.0219 | 69.0089 | 146.866 | 191.3054 | 9.6055 | 0 |  | 126 | 1188.6288 | 174.5663 | 235.2869 | 254.6221 | 7.0219 | 74.798 | 147.9986 | 464.3056 | 9.6055 | 0 |  | 126 | 1112.2775 | 202.3725 | 271.7123 | 265.8328 | 7.0219 | 71.9471 | 154.5754 | 201.1997 | 9.6055 | 13
| 127 | 1027.2631 | 157.6975 | 265.9178 | 258.328 | 7.0219 | 72.5896 | 135.0236 | 254.6119 | 9.6055 | 0 |  | 127 | 854.1688 | 160.4573 | 293.8634 | 263.8655 | 7.0219 | 68.9559 | 146.7731 | 191.2719 | 9.6055 | 0 |  | 127 | 1180.3638 | 173.9731 | 234.6082 | 254.3253 | 7.0219 | 74.7429 | 147.9 | 464.062 | 9.6055 | 0 |  | 127 | 1104.6863 | 201.4871 | 270.8177 | 265.5533 | 7.0219 | 71.8982 | 154.4796 | 201.0374 | 9.6055 | 17
| 128 | 1020.1314 | 156.9519 | 265.2087 | 258.0383 | 7.0219 | 72.536 | 134.9382 | 254.6744 | 9.6055 | 0 |  | 128 | 849.2813 | 159.6733 | 292.5649 | 263.5904 | 7.0219 | 68.9032 | 146.681 | 191.2427 | 9.6055 | 0 |  | 128 | 1173.2328 | 172.5797 | 233.5956 | 254.0284 | 7.0219 | 74.688 | 147.802 | 463.8248 | 9.6055 | 0 |  | 128 | 1097.3613 | 200.3489 | 270.1601 | 265.2843 | 7.0219 | 71.8493 | 154.3841 | 200.8764 | 9.6055 | 20
| 129 | 1014.3657 | 156.0602 | 264.2731 | 257.7429 | 7.0219 | 72.4825 | 134.8532 | 254.7422 | 9.6055 | 0 |  | 129 | 844.7894 | 158.5122 | 291.5956 | 263.2956 | 7.0219 | 68.8506 | 146.5898 | 191.2178 | 9.6055 | 0 |  | 129 | 1165.9846 | 171.889 | 233.0294 | 253.7358 | 7.0219 | 74.6332 | 147.7047 | 463.5937 | 9.6055 | 0 |  | 129 | 1091.0198 | 199.5646 | 269.0968 | 265.0037 | 7.0219 | 71.8006 | 154.2887 | 200.7165 | 9.6055 | 24
| 130 | 1008.8987 | 155.0219 | 263.2784 | 257.4377 | 7.0219 | 72.4292 | 134.7685 | 254.8151 | 9.6055 | 0 |  | 130 | 840.1601 | 157.6351 | 290.4602 | 263.0204 | 7.0219 | 68.7983 | 146.4994 | 191.1969 | 9.6055 | 0 |  | 130 | 1158.8386 | 171.473 | 232.2628 | 253.4125 | 7.0219 | 74.5785 | 147.6079 | 463.3684 | 9.6055 | 0 |  | 130 | 1084.9051 | 197.9385 | 268.652 | 264.7198 | 7.0219 | 71.7521 | 154.1935 | 200.5576 | 9.6055 | 28
| 131 | 1003.05 | 154.0464 | 262.5827 | 257.1526 | 7.0219 | 72.3761 | 134.6843 | 254.8931 | 9.6055 | 0 |  | 131 | 835.9164 | 156.3925 | 289.3217 | 262.7282 | 7.0219 | 68.7462 | 146.4098 | 191.1801 | 9.6055 | 0 |  | 131 | 1151.3731 | 170.9817 | 231.8596 | 253.1208 | 7.0219 | 74.524 | 147.5118 | 463.1485 | 9.6055 | 0 |  | 131 | 1079.3408 | 196.5713 | 267.4118 | 264.4219 | 7.0219 | 71.7037 | 154.0985 | 200.3993 | 9.6055 | 32
| 132 | 997.5793 | 153.3719 | 261.2822 | 256.7931 | 7.0219 | 72.3232 | 134.6003 | 254.9762 | 9.6055 | 0 |  | 132 | 831.0503 | 155.8783 | 288.0929 | 262.4202 | 7.0219 | 68.6943 | 146.3209 | 191.167 | 9.6055 | 0 |  | 132 | 1145.1044 | 170.4238 | 230.4009 | 252.7545 | 7.0219 | 74.4697 | 147.4161 | 462.9338 | 9.6055 | 0 |  | 132 | 1073.8168 | 195.4804 | 265.884 | 264.0948 | 7.0219 | 71.6554 | 154.0036 | 200.2416 | 9.6055 | 36
| 133 | 991.3254 | 152.7727 | 260.6131 | 256.5103 | 7.0219 | 72.2705 | 134.5167 | 255.0642 | 9.6055 | 0 |  | 133 | 826.4273 | 154.8318 | 287.1102 | 262.1554 | 7.0219 | 68.6426 | 146.2327 | 191.1577 | 9.6055 | 0 |  | 133 | 1137.7826 | 169.8158 | 229.9695 | 252.464 | 7.0219 | 74.4156 | 147.321 | 462.7239 | 9.6055 | 0 |  | 133 | 1066.2468 | 195.2401 | 265.5006 | 263.819 | 7.0219 | 71.6074 | 153.9089 | 200.0843 | 9.6055 | 39
| 134 | 985.2429 | 152.3622 | 259.5838 | 256.2274 | 7.0219 | 72.2179 | 134.4334 | 255.1572 | 9.6055 | 0 |  | 134 | 821.2568 | 154.2874 | 286.1728 | 261.8905 | 7.0219 | 68.5911 | 146.1453 | 191.1519 | 9.6055 | 0 |  | 134 | 1131.2085 | 168.9764 | 229.0219 | 252.1735 | 7.0219 | 74.3616 | 147.2265 | 462.5185 | 9.6055 | 0 |  | 134 | 1059.6737 | 194.3911 | 264.729 | 263.5431 | 7.0219 | 71.5594 | 153.8142 | 199.9271 | 9.6055 | 43
| 135 | 979.3513 | 151.6857 | 258.6296 | 255.9446 | 7.0219 | 72.1656 | 134.3504 | 255.255 | 9.6055 | 0 |  | 135 | 816.6467 | 153.4128 | 285.0052 | 261.6257 | 7.0219 | 68.5398 | 146.0585 | 191.1495 | 9.6055 | 0 |  | 135 | 1124.639 | 168.3618 | 227.8447 | 251.883 | 7.0219 | 74.3078 | 147.1324 | 462.3173 | 9.6055 | 0 |  | 135 | 1053.1139 | 193.9349 | 263.5511 | 263.2673 | 7.0219 | 71.5117 | 153.7196 | 199.7698 | 9.6055 | 47
| 136 | 973.7761 | 150.8304 | 257.5377 | 255.6618 | 7.0219 | 72.1134 | 134.2676 | 255.3575 | 9.6055 | 0 |  | 136 | 812.0755 | 152.8077 | 283.5293 | 261.3609 | 7.0219 | 68.4887 | 145.9723 | 191.1504 | 9.6055 | 0 |  | 136 | 1117.9379 | 167.7511 | 226.7953 | 251.5925 | 7.0219 | 74.2541 | 147.0388 | 462.12 | 9.6055 | 0 |  | 136 | 1047.4216 | 192.9143 | 262.0703 | 262.9915 | 7.0219 | 71.4641 | 153.6251 | 199.6124 | 9.6055 | 51
| 137 | 968.5525 | 150.2165 | 255.8499 | 255.3821 | 7.0219 | 72.0615 | 134.1851 | 255.4648 | 9.6055 | 0 |  | 137 | 807.2498 | 151.7271 | 282.7759 | 261.1035 | 7.0219 | 68.4379 | 145.8868 | 191.1544 | 9.6055 | 0 |  | 137 | 1111.5023 | 166.7907 | 225.8297 | 251.3025 | 7.0219 | 74.2007 | 146.9457 | 461.9263 | 9.6055 | 0 |  | 137 | 1041.1434 | 192.1864 | 260.8771 | 262.7211 | 7.0219 | 71.4166 | 153.5306 | 199.4546 | 9.6055 | 55
| 138 | 962.863 | 149.3795 | 254.8463 | 255.107 | 7.0219 | 72.0097 | 134.1028 | 255.5767 | 9.6055 | 0 |  | 138 | 802.2761 | 150.8511 | 281.965 | 260.8471 | 7.0219 | 68.3872 | 145.8018 | 191.1613 | 9.6055 | 0 |  | 138 | 1104.7021 | 165.8381 | 225.2124 | 251.0209 | 7.0219 | 74.1474 | 146.8531 | 461.7357 | 9.6055 | 0 |  | 138 | 1035.284 | 190.7762 | 259.9448 | 262.4535 | 7.0219 | 71.3694 | 153.4361 | 199.2961 | 9.6055 | 59
| 139 | 956.3809 | 149.0095 | 254.1685 | 254.8319 | 7.0219 | 71.9581 | 134.0207 | 255.6933 | 9.6055 | 0 |  | 139 | 796.8323 | 150.4056 | 281.1937 | 260.5907 | 7.0219 | 68.3368 | 145.7173 | 191.1712 | 9.6055 | 0 |  | 139 | 1098.3116 | 164.7217 | 224.3511 | 250.7375 | 7.0219 | 74.0944 | 146.7609 | 461.5481 | 9.6055 | 0 |  | 139 | 1028.5821 | 190.1906 | 259.0303 | 262.1859 | 7.0219 | 71.3223 | 153.3416 | 199.1369 | 9.6055 | 63
| 140 | 949.329 | 148.7506 | 253.9543 | 254.5517 | 7.0219 | 71.9068 | 133.9388 | 255.8143 | 9.6055 | 0 |  | 140 | 791.0023 | 150.1386 | 280.6341 | 260.3303 | 7.0219 | 68.2866 | 145.6334 | 191.1837 | 9.6055 | 0 |  | 140 | 1091.9296 | 163.9777 | 223.1105 | 250.4523 | 7.0219 | 74.0415 | 146.6691 | 461.3631 | 9.6055 | 0 |  | 140 | 1021.3563 | 189.7219 | 258.5259 | 261.9152 | 7.0219 | 71.2754 | 153.247 | 198.9767 | 9.6055 | 67
| 141 | 943.6331 | 147.7897 | 253.0811 | 254.2766 | 7.0219 | 71.8556 | 133.8571 | 255.9398 | 9.6055 | 0 |  | 141 | 785.189 | 149.859 | 280.0645 | 260.0757 | 7.0219 | 68.2367 | 145.55 | 191.1989 | 9.6055 | 0 |  | 141 | 1085.0323 | 163.2197 | 222.4035 | 250.163 | 7.0219 | 73.9888 | 146.5777 | 461.1804 | 9.6055 | 0 |  | 141 | 1014.8969 | 188.7258 | 257.7789 | 261.648 | 7.0219 | 71.2286 | 153.1524 | 198.8153 | 9.6055 | 71
| 142 | 937.8858 | 146.9126 | 252.1755 | 254.0014 | 7.0219 | 71.8046 | 133.7754 | 256.0697 | 9.6055 | 0 |  | 142 | 779.9398 | 149.3915 | 279.1188 | 259.8211 | 7.0219 | 68.1869 | 145.467 | 191.2164 | 9.6055 | 0 |  | 142 | 1078.554 | 162.3615 | 221.3719 | 249.8793 | 7.0219 | 73.9363 | 146.4867 | 460.9997 | 9.6055 | 0 |  | 142 | 1008.3421 | 187.7363 | 257.1208 | 261.3808 | 7.0219 | 71.182 | 153.0578 | 198.6526 | 9.6055 | 75
| 143 | 932.7126 | 146.1142 | 250.6171 | 253.7263 | 7.0219 | 71.7539 | 133.694 | 256.204 | 9.6055 | 0 |  | 143 | 775.3712 | 148.5524 | 277.8641 | 259.5664 | 7.0219 | 68.1374 | 145.3844 | 191.2363 | 9.6055 | 0 |  | 143 | 1072.0559 | 161.4309 | 220.4326 | 249.5957 | 7.0219 | 73.884 | 146.396 | 460.8206 | 9.6055 | 0 |  | 143 | 1002.6659 | 186.6341 | 255.6968 | 261.1136 | 7.0219 | 71.1356 | 152.963 | 198.4883 | 9.6055 | 78
| 144 | 926.6526 | 145.4865 | 249.7748 | 253.4512 | 7.0219 | 71.7033 | 133.6126 | 256.3425 | 9.6055 | 0 |  | 144 | 770.9496 | 147.4841 | 276.6916 | 259.3118 | 7.0219 | 68.0881 | 145.3023 | 191.2583 | 9.6055 | 0 |  | 144 | 1065.4533 | 160.5641 | 219.5339 | 249.3121 | 7.0219 | 73.832 | 146.3057 | 460.6428 | 9.6055 | 0 |  | 144 | 996.6817 | 185.5873 | 254.5253 | 260.8465 | 7.0219 | 71.0894 | 152.8681 | 198.3223 | 9.6055 | 82
| 145 | 921.577 | 144.1326 | 248.6743 | 253.176 | 7.0219 | 71.653 | 133.5313 | 256.4852 | 9.6055 | 0 |  | 145 | 766.7275 | 146.6116 | 275.1233 | 259.0575 | 7.0219 | 68.039 | 145.2205 | 191.2823 | 9.6055 | 0 |  | 145 | 1059.2224 | 159.2704 | 218.6904 | 249.0285 | 7.0219 | 73.7801 | 146.2157 | 460.4661 | 9.6055 | 0 |  | 145 | 991.158 | 184.1588 | 253.2761 | 260.5782 | 7.0219 | 71.0434 | 152.7731 | 198.1544 | 9.6055 | 86
| 146 | 915.952 | 143.1122 | 247.7854 | 252.9052 | 7.0219 | 71.6029 | 133.45 | 256.632 | 9.6055 | 0 |  | 146 | 761.7292 | 145.8388 | 274.2241 | 258.8109 | 7.0219 | 67.9902 | 145.139 | 191.3082 | 9.6055 | 0 |  | 146 | 1052.3622 | 158.5058 | 217.9446 | 248.7474 | 7.0219 | 73.7285 | 146.1261 | 460.29 | 9.6055 | 0 |  | 146 | 985.1529 | 182.6712 | 252.5606 | 260.3169 | 7.0219 | 70.9976 | 152.6779 | 197.9843 | 9.6055 | 90
| 147 | 910.2045 | 142.3107 | 246.7973 | 252.6372 | 7.0219 | 71.5529 | 133.3688 | 256.783 | 9.6055 | 0 |  | 147 | 757.1205 | 144.896 | 273.1052 | 258.5642 | 7.0219 | 67.9416 | 145.0579 | 191.3358 | 9.6055 | 0 |  | 147 | 1045.9613 | 157.5965 | 216.8799 | 248.4707 | 7.0219 | 73.6771 | 146.0367 | 460.1144 | 9.6055 | 0 |  | 147 | 979.0276 | 181.7242 | 251.4234 | 260.0568 | 7.0219 | 70.9519 | 152.5826 | 197.812 | 9.6055 | 94
| 148 | 903.9581 | 141.9511 | 245.8662 | 252.3692 | 7.0219 | 71.5032 | 133.2876 | 256.9379 | 9.6055 | 0 |  | 148 | 752.1749 | 143.806 | 272.4703 | 258.3175 | 7.0219 | 67.8932 | 144.977 | 191.3651 | 9.6055 | 0 |  | 148 | 1038.9867 | 156.9364 | 216.1396 | 248.194 | 7.0219 | 73.6259 | 145.9476 | 459.9388 | 9.6055 | 0 |  | 148 | 973.0851 | 180.5549 | 250.3257 | 259.7966 | 7.0219 | 70.9064 | 152.487 | 197.6371 | 9.6055 | 98
| 149 | 898.2925 | 141.0962 | 244.8496 | 252.1012 | 7.0219 | 71.4538 | 133.2065 | 257.0968 | 9.6055 | 0 |  | 149 | 747.6622 | 142.9295 | 271.1892 | 258.0709 | 7.0219 | 67.8451 | 144.8964 | 191.3958 | 9.6055 | 0 |  | 149 | 1032.4835 | 155.8544 | 215.3497 | 247.9173 | 7.0219 | 73.5749 | 145.8588 | 459.763 | 9.6055 | 0 |  | 149 | 966.481 | 179.8393 | 249.4359 | 259.5365 | 7.0219 | 70.8612 | 152.3912 | 197.4596 | 9.6055 | 102
| 150 | 892.8889 | 140.1078 | 243.7044 | 251.8332 | 7.0219 | 71.4045 | 133.1253 | 257.2596 | 9.6055 | 0 |  | 150 | 743.0707 | 141.8641 | 270.1757 | 257.8242 | 7.0219 | 67.7971 | 144.816 | 191.4278 | 9.6055 | 0 |  | 150 | 1025.9605 | 155.008 | 214.3442 | 247.6406 | 7.0219 | 73.5242 | 145.7702 | 459.5866 | 9.6055 | 0 |  | 150 | 960.3967 | 178.9278 | 248.2223 | 259.2764 | 7.0219 | 70.8161 | 152.2952 | 197.2792 | 9.6055 | 106
| 151 | 887.4408 | 139.257 | 242.4663 | 251.5652 | 7.0219 | 71.3554 | 133.0441 | 257.4263 | 9.6055 | 0 |  | 151 | 738.6196 | 141.1614 | 268.6591 | 257.5776 | 7.0219 | 67.7495 | 144.7358 | 191.461 | 9.6055 | 0 |  | 151 | 1019.4914 | 154.0509 | 213.3954 | 247.3639 | 7.0219 | 73.4738 | 145.6819 | 459.4093 | 9.6055 | 0 |  | 151 | 954.0826 | 177.8393 | 247.4154 | 259.0163 | 7.0219 | 70.7712 | 152.1989 | 197.0958 | 9.6055 | 110
| 152 | 881.3727 | 138.6229 | 241.6313 | 251.2972 | 7.0219 | 71.3066 | 132.9628 | 257.5966 | 9.6055 | 0 |  | 152 | 733.9155 | 140.4067 | 267.4475 | 257.3309 | 7.0219 | 67.702 | 144.6558 | 191.4952 | 9.6055 | 0 |  | 152 | 1012.5624 | 153.2876 | 212.7127 | 247.0872 | 7.0219 | 73.4235 | 145.5937 | 459.2308 | 9.6055 | 0 |  | 152 | 948.0007 | 176.8036 | 246.3234 | 258.7561 | 7.0219 | 70.7265 | 152.1023 | 196.909 | 9.6055 | 114
| 153 | 875.032 | 138.1634 | 240.8944 | 251.0292 | 7.0219 | 71.258 | 132.8814 | 257.7707 | 9.6055 | 0 |  | 153 | 728.9475 | 139.8546 | 266.2971 | 257.0843 | 7.0219 | 67.6548 | 144.5759 | 191.5304 | 9.6055 | 0 |  | 153 | 1005.112 | 152.7928 | 212.2829 | 246.8105 | 7.0219 | 73.3735 | 145.5057 | 459.0508 | 9.6055 | 0 |  | 153 | 940.8976 | 176.5454 | 245.4753 | 258.496 | 7.0219 | 70.6821 | 152.0054 | 196.7189 | 9.6055 | 118
| 154 | 868.292 | 137.7777 | 240.4831 | 250.7612 | 7.0219 | 71.2096 | 132.8 | 257.9484 | 9.6055 | 0 |  | 154 | 723.6384 | 139.3465 | 265.444 | 256.8376 | 7.0219 | 67.6079 | 144.4961 | 191.5663 | 9.6055 | 0 |  | 154 | 997.6533 | 152.4684 | 211.6911 | 246.5338 | 7.0219 | 73.3238 | 145.4179 | 458.869 | 9.6055 | 0 |  | 154 | 933.8999 | 175.8339 | 244.975 | 258.2359 | 7.0219 | 70.6378 | 151.9081 | 196.5251 | 9.6055 | 122
| 155 | 861.8129 | 137.3698 | 239.8329 | 250.4932 | 7.0219 | 71.1615 | 132.7184 | 258.1297 | 9.6055 | 0 |  | 155 | 718.4685 | 138.9155 | 264.3801 | 256.5853 | 7.0219 | 67.5612 | 144.4163 | 191.6028 | 9.6055 | 0 |  | 155 | 989.9131 | 152.016 | 211.5087 | 246.2571 | 7.0219 | 73.2743 | 145.3303 | 458.685 | 9.6055 | 0 |  | 155 | 926.6948 | 175.3593 | 244.4595 | 257.9615 | 7.0219 | 70.5937 | 151.8105 | 196.3275 | 9.6055 | 126
| 156 | 855.6688 | 137.0139 | 238.8819 | 250.1391 | 7.0219 | 71.1136 | 132.6367 | 258.3145 | 9.6055 | 0 |  | 156 | 712.702 | 138.6394 | 263.7525 | 256.3385 | 7.0219 | 67.5147 | 144.3366 | 191.6398 | 9.6055 | 1 |  | 156 | 982.6603 | 151.4929 | 210.9179 | 245.9721 | 7.0219 | 73.2251 | 145.2428 | 458.4985 | 9.6055 | 0 |  | 156 | 919.7532 | 174.9299 | 243.7225 | 257.5998 | 7.0219 | 70.5499 | 151.7126 | 196.1258 | 9.6055 | 130
| 157 | 849.3184 | 136.5215 | 238.2798 | 249.7788 | 7.0219 | 71.0659 | 132.5548 | 258.5027 | 9.6055 | 0 |  | 157 | 707.0131 | 138.2373 | 263.1681 | 256.0969 | 7.0219 | 67.4684 | 144.257 | 191.6772 | 9.6055 | 4 |  | 157 | 975.7659 | 150.6687 | 210.2471 | 245.7097 | 7.0219 | 73.1761 | 145.1554 | 458.3093 | 9.6055 | 0 |  | 157 | 913.4988 | 174.1365 | 242.6624 | 257.2381 | 7.0219 | 70.5062 | 151.6142 | 195.92 | 9.6055 | 134
| 158 | 843.2148 | 135.9501 | 237.5009 | 249.4276 | 7.0219 | 71.0184 | 132.4728 | 258.6943 | 9.6055 | 0 |  | 158 | 701.7436 | 137.6294 | 262.3636 | 255.8616 | 7.0219 | 67.4225 | 144.1773 | 191.7147 | 9.6055 | 7 |  | 158 | 968.8656 | 149.7978 | 209.6269 | 245.4494 | 7.0219 | 73.1274 | 145.0682 | 458.1169 | 9.6055 | 0 |  | 158 | 906.8022 | 173.5662 | 241.7905 | 256.9074 | 7.0219 | 70.4628 | 151.5154 | 195.7098 | 9.6055 | 138
| 159 | 837.1014 | 135.305 | 236.6972 | 249.1846 | 7.0219 | 70.9712 | 132.3905 | 258.8892 | 9.6055 | 0 |  | 159 | 696.1477 | 137.0345 | 261.8669 | 255.6322 | 7.0219 | 67.3767 | 144.0975 | 191.7524 | 9.6055 | 10 |  | 159 | 962.2974 | 148.9549 | 208.6123 | 245.2235 | 7.0219 | 73.079 | 144.981 | 457.9211 | 9.6055 | 0 |  | 159 | 900.1084 | 172.7184 | 241.1109 | 256.659 | 7.0219 | 70.4196 | 151.4162 | 195.495 | 9.6055 | 142
| 160 | 831.3072 | 134.6004 | 235.6184 | 248.9571 | 7.0219 | 70.9242 | 132.3081 | 259.0874 | 9.6055 | 0 |  | 160 | 691.4949 | 136.5674 | 260.2998 | 255.4021 | 7.0219 | 67.3312 | 144.0177 | 191.7899 | 9.6055 | 12 |  | 160 | 955.763 | 148.2781 | 207.3999 | 244.9953 | 7.0219 | 73.0309 | 144.8938 | 457.7216 | 9.6055 | 0 |  | 160 | 893.7385 | 171.9783 | 239.9999 | 256.4104 | 7.0219 | 70.3766 | 151.3165 | 195.2754 | 9.6055 | 146
| 161 | 825.8582 | 133.747 | 234.3434 | 248.7296 | 7.0219 | 70.8774 | 132.2254 | 259.2888 | 9.6055 | 0 |  | 161 | 686.5819 | 136.017 | 259.0764 | 255.172 | 7.0219 | 67.286 | 143.9378 | 191.8273 | 9.6055 | 15 |  | 161 | 949.3478 | 147.34 | 206.3365 | 244.7603 | 7.0219 | 72.983 | 144.8068 | 457.5181 | 9.6055 | 0 |  | 161 | 887.4888 | 170.9452 | 239.0617 | 256.1618 | 7.0219 | 70.3338 | 151.2164 | 195.0509 | 9.6055 | 150
| 162 | 819.7751 | 133.3078 | 233.368 | 248.422 | 7.0219 | 70.8309 | 132.1424 | 259.4933 | 9.6055 | 0 |  | 162 | 682.0609 | 135.4008 | 257.5644 | 254.904 | 7.0219 | 67.241 | 143.8578 | 191.8643 | 9.6055 | 18 |  | 162 | 942.3127 | 146.8761 | 205.5287 | 244.4156 | 7.0219 | 72.9354 | 144.7197 | 457.3101 | 9.6055 | 3 |  | 162 | 881.2687 | 170.4314 | 237.6701 | 255.8176 | 7.0219 | 70.2913 | 151.1157 | 194.8212 | 9.6055 | 154
| 163 | 814.1616 | 132.4869 | 232.2752 | 248.1441 | 7.0219 | 70.7847 | 132.0592 | 259.7008 | 9.6055 | 0 |  | 163 | 677.2584 | 134.5922 | 256.5363 | 254.6262 | 7.0219 | 67.1963 | 143.7776 | 191.9008 | 9.6055 | 21 |  | 163 | 935.689 | 146.088 | 204.5089 | 244.1953 | 7.0219 | 72.8881 | 144.6327 | 457.0975 | 9.6055 | 7 |  | 163 | 875.3263 | 169.2217 | 236.617 | 255.5532 | 7.0219 | 70.249 | 151.0145 | 194.5862 | 9.6055 | 158
| 164 | 808.3158 | 131.5961 | 231.3793 | 247.9715 | 7.0219 | 70.7386 | 131.9757 | 259.9114 | 9.6055 | 0 |  | 164 | 672.2392 | 133.666 | 255.7433 | 254.4476 | 7.0219 | 67.1518 | 143.6972 | 191.9367 | 9.6055 | 23 |  | 164 | 929.2459 | 145.1486 | 203.4467 | 243.9884 | 7.0219 | 72.8411 | 144.5457 | 456.8799 | 9.6055 | 11 |  | 164 | 868.9613 | 168.2319 | 235.6893 | 255.366 | 7.0219 | 70.2069 | 150.9128 | 194.3456 | 9.6055 | 162
| 165 | 802.8907 | 130.7842 | 230.0194 | 247.7633 | 7.0219 | 70.6928 | 131.8919 | 260.1248 | 9.6055 | 0 |  | 165 | 667.0229 | 132.8978 | 255.0108 | 254.2475 | 7.0219 | 67.1076 | 143.6165 | 191.9718 | 9.6055 | 26 |  | 165 | 922.143 | 144.5692 | 202.7286 | 243.7372 | 7.0219 | 72.7944 | 144.4586 | 456.6569 | 9.6055 | 15 |  | 165 | 862.991 | 167.1108 | 234.5695 | 255.1077 | 7.0219 | 70.165 | 150.8105 | 194.0994 | 9.6055 | 166
| 166 | 796.6887 | 130.2092 | 229.3852 | 247.3694 | 7.0219 | 70.6473 | 131.8077 | 260.3412 | 9.6055 | 0 |  | 166 | 662.065 | 132.2486 | 254.0775 | 253.8708 | 7.0219 | 67.0636 | 143.5357 | 192.006 | 9.6055 | 29 |  | 166 | 915.3025 | 143.8403 | 201.9822 | 243.4013 | 7.0219 | 72.748 | 144.3715 | 456.4283 | 9.6055 | 18 |  | 166 | 856.5478 | 166.3324 | 233.7445 | 254.6847 | 7.0219 | 70.1234 | 150.7076 | 193.8472 | 9.6055 | 170
| 167 | 790.3896 | 129.6887 | 228.6473 | 247.1218 | 7.0219 | 70.602 | 131.7232 | 260.5603 | 9.6055 | 0 |  | 167 | 657.3069 | 131.6143 | 252.883 | 253.5407 | 7.0219 | 67.0199 | 143.4545 | 192.0392 | 9.6055 | 32 |  | 167 | 908.2548 | 143.2681 | 201.1733 | 243.1784 | 7.0219 | 72.7019 | 144.2844 | 456.1938 | 9.6055 | 22 |  | 167 | 849.7056 | 165.8438 | 232.8099 | 254.4805 | 7.0219 | 70.082 | 150.6041 | 193.5889 | 9.6055 | 174
| 168 | 783.8431 | 129.391 | 227.7752 | 247.0329 | 7.0219 | 70.557 | 131.6383 | 260.7822 | 9.6055 | 0 |  | 168 | 651.799 | 131.1625 | 252.0299 | 253.4365 | 7.0219 | 66.9764 | 143.373 | 192.0712 | 9.6055 | 34 |  | 168 | 900.7789 | 142.5425 | 200.8006 | 243.1008 | 7.0219 | 72.6561 | 144.1972 | 455.9529 | 9.6055 | 26 |  | 168 | 842.8946 | 165.1808 | 231.9124 | 254.3824 | 7.0219 | 70.0408 | 150.5 | 193.3244 | 9.6055 | 178
| 169 | 777.2817 | 128.8268 | 227.2475 | 246.881 | 7.0219 | 70.5122 | 131.553 | 261.0068 | 9.6055 | 0 |  | 169 | 646.9342 | 130.1251 | 251.1637 | 253.2878 | 7.0219 | 66.9332 | 143.2912 | 192.1019 | 9.6055 | 37 |  | 169 | 892.7625 | 142.2787 | 200.6122 | 242.9177 | 7.0219 | 72.6107 | 144.1099 | 455.7055 | 9.6055 | 30 |  | 169 | 835.7507 | 164.4742 | 231.5074 | 254.1683 | 7.0219 | 69.9999 | 150.3952 | 193.0533 | 9.6055 | 182
| 170 | 770.6796 | 128.4659 | 226.686 | 246.6004 | 7.0219 | 70.4677 | 131.4673 | 261.234 | 9.6055 | 0 |  | 170 | 641.2514 | 129.8634 | 250.4211 | 253.0579 | 7.0219 | 66.8903 | 143.2091 | 192.1311 | 9.6055 | 40 |  | 170 | 885.4482 | 141.7688 | 200.1315 | 242.571 | 7.0219 | 72.5655 | 144.0225 | 455.4512 | 9.6055 | 34 |  | 170 | 828.8967 | 163.831 | 230.8611 | 253.8421 | 7.0219 | 69.9592 | 150.2898 | 192.7756 | 9.6055 | 186
| 171 | 764.3654 | 127.7676 | 226.1613 | 246.3326 | 7.0219 | 70.4234 | 131.3811 | 261.4637 | 9.6055 | 0 |  | 171 | 635.7032 | 129.3877 | 249.7704 | 252.8153 | 7.0219 | 66.8476 | 143.1265 | 192.1586 | 9.6055 | 43 |  | 171 | 878.3025 | 141.0225 | 199.6187 | 242.3241 | 7.0219 | 72.5206 | 143.935 | 455.1896 | 9.6055 | 38 |  | 171 | 821.7857 | 163.136 | 230.4253 | 253.6143 | 7.0219 | 69.9188 | 150.1836 | 192.4911 | 9.6055 | 190
| 172 | 757.6005 | 127.3895 | 225.621 | 246.2107 | 7.0219 | 70.3794 | 131.2945 | 261.6959 | 9.6055 | 1 |  | 172 | 629.8877 | 129.0661 | 249.1509 | 252.6549 | 7.0219 | 66.8052 | 143.0435 | 192.1845 | 9.6055 | 45 |  | 172 | 871.5769 | 140.3367 | 198.5005 | 242.202 | 7.0219 | 72.4761 | 143.8473 | 454.9205 | 9.6055 | 42 |  | 172 | 814.5835 | 162.5379 | 229.9091 | 253.4612 | 7.0219 | 69.8786 | 150.0767 | 192.1994 | 9.6055 | 194
| 173 | 752.1803 | 126.3101 | 224.4797 | 246.0464 | 7.0219 | 70.3356 | 131.2075 | 261.9306 | 9.6055 | 4 |  | 173 | 624.4992 | 128.6073 | 248.2728 | 252.4632 | 7.0219 | 66.7631 | 142.96 | 192.2085 | 9.6055 | 48 |  | 173 | 864.7007 | 139.3897 | 197.8122 | 242.0618 | 7.0219 | 72.4319 | 143.7595 | 454.6436 | 9.6055 | 45 |  | 173 | 808.369 | 161.399 | 229.009 | 253.2451 | 7.0219 | 69.8387 | 149.9691 | 191.9006 | 9.6055 | 198
| 174 | 746.2967 | 125.3578 | 223.7059 | 245.8512 | 7.0219 | 70.2921 | 131.1199 | 262.1676 | 9.6055 | 7 |  | 174 | 619.2906 | 127.9554 | 247.3952 | 252.2842 | 7.0219 | 66.7212 | 142.8761 | 192.2304 | 9.6055 | 51 |  | 174 | 858.4032 | 138.1427 | 196.9058 | 241.861 | 7.0219 | 72.3881 | 143.6714 | 454.3585 | 9.6055 | 49 |  | 174 | 802.3339 | 160.1333 | 228.0563 | 253.029 | 7.0219 | 69.799 | 149.8608 | 191.5943 | 9.6055 | 202
| 175 | 740.9426 | 124.1723 | 222.6355 | 245.6559 | 7.0219 | 70.2489 | 131.0318 | 262.4069 | 9.6055 | 10 |  | 175 | 614.6452 | 126.9295 | 246.2978 | 252.1359 | 7.0219 | 66.6796 | 142.7916 | 192.2502 | 9.6055 | 54 |  | 175 | 853.0312 | 136.4967 | 195.7004 | 241.6602 | 7.0219 | 72.3446 | 143.5832 | 454.0648 | 9.6055 | 53 |  | 175 | 796.629 | 158.6516 | 227.0845 | 252.8129 | 7.0219 | 69.7596 | 149.7516 | 191.2804 | 9.6055 | 206
| 176 | 735.7651 | 123.1979 | 221.7159 | 245.4673 | 7.0219 | 70.2059 | 130.9432 | 262.6485 | 9.6055 | 13 |  | 176 | 610.7903 | 125.1649 | 245.6611 | 251.9875 | 7.0219 | 66.6383 | 142.7066 | 192.2677 | 9.6055 | 57 |  | 176 | 847.4684 | 135.1202 | 194.8907 | 241.4594 | 7.0219 | 72.3014 | 143.4948 | 453.7624 | 9.6055 | 57 |  | 176 | 791.3291 | 157.4067 | 226.0292 | 252.6255 | 7.0219 | 69.7204 | 149.6417 | 190.9587 | 9.6055 | 210
| 177 | 731.4889 | 121.7131 | 220.4749 | 245.3173 | 7.0219 | 70.1632 | 130.854 | 262.8922 | 9.6055 | 17 |  | 177 | 607.2139 | 123.8557 | 244.382 | 251.8391 | 7.0219 | 66.5972 | 142.621 | 192.2828 | 9.6055 | 59 |  | 177 | 841.4761 | 134.2304 | 194.0315 | 241.2507 | 7.0219 | 72.2585 | 143.4062 | 453.4508 | 9.6055 | 61 |  | 177 | 785.9026 | 155.9054 | 225.3452 | 252.4495 | 7.0219 | 69.6815 | 149.5309 | 190.629 | 9.6055 | 214
| 178 | 726.4764 | 120.7808 | 219.4541 | 245.1308 | 7.0219 | 70.1208 | 130.7643 | 263.138 | 9.6055 | 20 |  | 178 | 602.8383 | 123.2132 | 243.2605 | 251.6655 | 7.0219 | 66.5564 | 142.5348 | 192.2953 | 9.6055 | 62 |  | 178 | 835.6905 | 132.981 | 193.3257 | 241.0417 | 7.0219 | 72.216 | 143.3173 | 453.1298 | 9.6055 | 65 |  | 178 | 780.8177 | 154.5943 | 224.1659 | 252.2371 | 7.0219 | 69.6428 | 149.4193 | 190.2912 | 9.6055 | 218
| 179 | 720.9549 | 120.0342 | 218.7792 | 244.9217 | 7.0219 | 70.0786 | 130.674 | 263.3858 | 9.6055 | 23 |  | 179 | 598.5412 | 122.3085 | 242.3682 | 251.4464 | 7.0219 | 66.5159 | 142.448 | 192.305 | 9.6055 | 65 |  | 179 | 829.0778 | 132.4899 | 192.7001 | 240.8213 | 7.0219 | 72.1739 | 143.2281 | 452.799 | 9.6055 | 69 |  | 179 | 775.2229 | 153.3854 | 223.4217 | 251.9974 | 7.0219 | 69.6044 | 149.3068 | 189.9449 | 9.6055 | 222
| 180 | 716.297 | 118.7293 | 217.7783 | 244.7332 | 7.0219 | 70.0367 | 130.583 | 263.6357 | 9.6055 | 26 |  | 180 | 594.5733 | 121.141 | 241.4292 | 251.2077 | 7.0219 | 66.4757 | 142.3605 | 192.312 | 9.6055 | 68 |  | 180 | 823.2465 | 131.5148 | 191.7136 | 240.6643 | 7.0219 | 72.1321 | 143.1387 | 452.4582 | 9.6055 | 73 |  | 180 | 770.1246 | 151.9424 | 222.3171 | 251.8557 | 7.0219 | 69.5663 | 149.1935 | 189.5901 | 9.6055 | 226
| 181 | 710.3656 | 118.218 | 217.2016 | 244.6004 | 7.0219 | 69.9951 | 130.4914 | 263.8874 | 9.6055 | 30 |  | 181 | 590.194 | 120.3283 | 240.4867 | 251.029 | 7.0219 | 66.4357 | 142.2723 | 192.3159 | 9.6055 | 70 |  | 181 | 816.6191 | 130.7927 | 191.225 | 240.5525 | 7.0219 | 72.0907 | 143.0489 | 452.1069 | 9.6055 | 76 |  | 181 | 764.0643 | 151.2354 | 221.4306 | 251.7217 | 7.0219 | 69.5284 | 149.0792 | 189.2265 | 9.6055 | 230
| 182 | 705.0736 | 117.5583 | 216.1129 | 244.4888 | 7.0219 | 69.9538 | 130.3992 | 264.141 | 9.6055 | 33 |  | 182 | 585.705 | 119.9128 | 239.2102 | 250.8968 | 7.0219 | 66.396 | 142.1834 | 192.3167 | 9.6055 | 73 |  | 182 | 809.7652 | 130.2777 | 190.7483 | 240.4483 | 7.0219 | 72.0496 | 142.9589 | 451.7449 | 9.6055 | 80 |  | 182 | 758.2406 | 150.4539 | 220.3909 | 251.579 | 7.0219 | 69.4908 | 148.964 | 188.854 | 9.6055 | 234
| 183 | 699.6108 | 116.9832 | 215.1219 | 244.3656 | 7.0219 | 69.9127 | 130.3063 | 264.3964 | 9.6055 | 36 |  | 183 | 580.8687 | 119.2019 | 238.5654 | 250.7757 | 7.0219 | 66.3566 | 142.0937 | 192.3142 | 9.6055 | 76 |  | 183 | 803.6467 | 129.5862 | 189.7126 | 240.3442 | 7.0219 | 72.009 | 142.8685 | 451.3719 | 9.6055 | 84 |  | 183 | 752.0587 | 149.9188 | 219.4628 | 251.4363 | 7.0219 | 69.4535 | 148.8479 | 188.4724 | 9.6055 | 238
| 184 | 693.9381 | 116.419 | 214.3299 | 244.2424 | 7.0219 | 69.8719 | 130.2127 | 264.6535 | 9.6055 | 39 |  | 184 | 576.4388 | 118.5184 | 237.4868 | 250.6545 | 7.0219 | 66.3175 | 142.0033 | 192.3083 | 9.6055 | 79 |  | 184 | 797.1153 | 128.971 | 189.0235 | 240.2301 | 7.0219 | 71.9687 | 142.7778 | 450.9877 | 9.6055 | 88 |  | 184 | 746.6573 | 148.8046 | 218.3334 | 251.2936 | 7.0219 | 69.4165 | 148.7307 | 188.0815 | 9.6055 | 242
| 185 | 688.3491 | 116.068 | 213.241 | 244.1192 | 7.0219 | 69.8314 | 130.1184 | 264.9123 | 9.6055 | 43 |  | 185 | 572.3403 | 117.7755 | 236.1361 | 250.5334 | 7.0219 | 66.2787 | 141.9121 | 192.2992 | 9.6055 | 81 |  | 185 | 791.0275 | 128.2972 | 187.9656 | 240.0997 | 7.0219 | 71.9287 | 142.6867 | 450.5925 | 9.6055 | 92 |  | 185 | 741.3205 | 147.9281 | 216.9019 | 251.1509 | 7.0219 | 69.3797 | 148.6127 | 187.6816 | 9.6055 | 246
| 186 | 682.4762 | 115.6068 | 212.5462 | 243.996 | 7.0219 | 69.7912 | 130.0236 | 265.1728 | 9.6055 | 46 |  | 186 | 567.5335 | 117.0234 | 235.503 | 250.4123 | 7.0219 | 66.2401 | 141.8202 | 192.2868 | 9.6055 | 84 |  | 186 | 784.669 | 127.4312 | 187.3707 | 239.9692 | 7.0219 | 71.8891 | 142.5953 | 450.1867 | 9.6055 | 96 |  | 186 | 734.7831 | 147.2924 | 216.4299 | 251.0082 | 7.0219 | 69.3432 | 148.4938 | 187.2729 | 9.6055 | 250
| 187 | 676.9982 | 114.7147 | 211.9038 | 243.8564 | 7.0219 | 69.7512 | 129.9281 | 265.4349 | 9.6055 | 49 |  | 187 | 562.9254 | 116.3692 | 234.5865 | 250.2779 | 7.0219 | 66.2018 | 141.7277 | 192.2713 | 9.6055 | 87 |  | 187 | 778.5085 | 126.3556 | 186.825 | 239.8012 | 7.0219 | 71.8499 | 142.5037 | 449.7705 | 9.6055 | 100 |  | 187 | 728.6812 | 146.2744 | 215.9313 | 250.839 | 7.0219 | 69.307 | 148.3741 | 186.8557 | 9.6055 | 254
| 188 | 672.0025 | 113.2095 | 211.4292 | 243.6799 | 7.0219 | 69.7116 | 129.8321 | 265.6986 | 9.6055 | 52 |  | 188 | 558.7252 | 115.3276 | 233.6837 | 250.1093 | 7.0219 | 66.1639 | 141.6345 | 192.2528 | 9.6055 | 90 |  | 188 | 772.6549 | 125.1726 | 186.1057 | 239.6071 | 7.0219 | 71.8111 | 142.4119 | 449.3444 | 9.6055 | 103 |  | 188 | 723.0609 | 144.5328 | 215.6978 | 250.6468 | 7.0219 | 69.271 | 148.2536 | 186.4304 | 9.6055 | 258
| 189 | 666.1522 | 112.7672 | 210.7 | 243.5495 | 7.0219 | 69.6722 | 129.7356 | 265.9638 | 9.6055 | 55 |  | 189 | 553.6575 | 114.6039 | 233.3136 | 249.9578 | 7.0219 | 66.1262 | 141.5408 | 192.2314 | 9.6055 | 92 |  | 189 | 766.2111 | 124.2616 | 185.6521 | 239.4657 | 7.0219 | 71.7727 | 142.3199 | 448.9086 | 9.6055 | 107 |  | 189 | 716.5849 | 144.0876 | 214.9725 | 250.5057 | 7.0219 | 69.2354 | 148.1325 | 185.9971 | 9.6055 | 262
| 190 | 661.2366 | 111.1082 | 210.2402 | 243.4318 | 7.0219 | 69.6331 | 129.6386 | 266.2305 | 9.6055 | 59 |  | 190 | 549.4621 | 113.5718 | 232.335 | 249.8507 | 7.0219 | 66.0888 | 141.4465 | 192.207 | 9.6055 | 95 |  | 190 | 760.7851 | 122.4237 | 185.0984 | 239.3334 | 7.0219 | 71.7346 | 142.2277 | 448.4636 | 9.6055 | 111 |  | 190 | 711.3231 | 142.3246 | 214.3434 | 250.3718 | 7.0219 | 69.2 | 148.0107 | 185.5563 | 9.6055 | 266
| 191 | 656.0243 | 110.2686 | 209.2614 | 243.3103 | 7.0219 | 69.5944 | 129.5412 | 266.4986 | 9.6055 | 62 |  | 191 | 545.1507 | 112.3898 | 231.6223 | 249.7435 | 7.0219 | 66.0516 | 141.3516 | 192.18 | 9.6055 | 98 |  | 191 | 755.002 | 121.6118 | 183.876 | 239.201 | 7.0219 | 71.6969 | 142.1353 | 448.0097 | 9.6055 | 115 |  | 191 | 705.5326 | 141.2116 | 213.602 | 250.229 | 7.0219 | 69.165 | 147.8883 | 185.1081 | 9.6055 | 269
| 192 | 651.0837 | 109.3454 | 208.1153 | 243.1682 | 7.0219 | 69.5559 | 129.4434 | 266.7681 | 9.6055 | 65 |  | 192 | 540.8856 | 111.2784 | 230.8102 | 249.619 | 7.0219 | 66.0148 | 141.2564 | 192.1502 | 9.6055 | 100 |  | 192 | 748.7857 | 120.7354 | 183.1784 | 239.0415 | 7.0219 | 71.6595 | 142.0429 | 447.5472 | 9.6055 | 119 |  | 192 | 699.902 | 139.8943 | 212.9311 | 250.0601 | 7.0219 | 69.1302 | 147.7653 | 184.6528 | 9.6055 | 273
| 193 | 645.5097 | 108.6589 | 207.3757 | 243.0162 | 7.0219 | 69.5177 | 129.3452 | 267.039 | 9.6055 | 68 |  | 193 | 536.314 | 110.3692 | 230.1113 | 249.4856 | 7.0219 | 65.9783 | 141.1606 | 192.1178 | 9.6055 | 103 |  | 193 | 742.3314 | 119.9557 | 182.6133 | 238.8907 | 7.0219 | 71.6226 | 141.9504 | 447.0764 | 9.6055 | 123 |  | 193 | 694.356 | 138.8461 | 211.911 | 249.8868 | 7.0219 | 69.0957 | 147.6419 | 184.1908 | 9.6055 | 277
| 194 | 640.3053 | 107.5046 | 206.6942 | 242.9043 | 7.0219 | 69.4798 | 129.2467 | 267.3112 | 9.6055 | 71 |  | 194 | 532.2908 | 109.6254 | 228.6923 | 249.3584 | 7.0219 | 65.9421 | 141.0645 | 192.083 | 9.6055 | 106 |  | 194 | 736.4771 | 118.7214 | 181.8718 | 238.7709 | 7.0219 | 71.586 | 141.8578 | 446.5978 | 9.6055 | 126 |  | 194 | 689.1054 | 137.4979 | 210.8515 | 249.7574 | 7.0219 | 69.0615 | 147.518 | 183.7223 | 9.6055 | 281
| 195 | 634.5323 | 107.0078 | 205.9205 | 242.7956 | 7.0219 | 69.4422 | 129.1479 | 267.5847 | 9.6055 | 75 |  | 195 | 527.4839 | 109.021 | 227.8942 | 249.2547 | 7.0219 | 65.9061 | 140.9681 | 192.0458 | 9.6055 | 109 |  | 195 | 730.139 | 117.9009 | 181.2003 | 238.6511 | 7.0219 | 71.5497 | 141.7652 | 446.1117 | 9.6055 | 130 |  | 195 | 683.2009 | 136.5096 | 210.086 | 249.628 | 7.0219 | 69.0276 | 147.3938 | 183.2476 | 9.6055 | 285
| 196 | 629.3879 | 106.2428 | 204.7865 | 242.687 | 7.0219 | 69.4049 | 129.0489 | 267.8594 | 9.6055 | 78 |  | 196 | 523.1433 | 107.8925 | 227.1538 | 249.1509 | 7.0219 | 65.8705 | 140.8713 | 192.0062 | 9.6055 | 111 |  | 196 | 724.4917 | 116.8257 | 180.0928 | 238.5313 | 7.0219 | 71.5139 | 141.6726 | 445.6183 | 9.6055 | 134 |  | 196 | 677.7954 | 135.4826 | 208.8603 | 249.4986 | 7.0219 | 68.994 | 147.2692 | 182.767 | 9.6055 | 289
| 197 | 624.5224 | 105.2189 | 203.6324 | 242.5783 | 7.0219 | 69.3679 | 128.9496 | 268.1353 | 9.6055 | 81 |  | 197 | 518.6807 | 107.2043 | 226.0952 | 249.0472 | 7.0219 | 65.8352 | 140.7743 | 191.9645 | 9.6055 | 114 |  | 197 | 718.449 | 115.9157 | 179.2155 | 238.4114 | 7.0219 | 71.4784 | 141.5801 | 445.1182 | 9.6055 | 138 |  | 197 | 672.268 | 134.5225 | 207.6895 | 249.3692 | 7.0219 | 68.9607 | 147.1444 | 182.2807 | 9.6055 | 292
| 198 | 619.3566 | 104.386 | 202.5877 | 242.4697 | 7.0219 | 69.3312 | 128.8502 | 268.4124 | 9.6055 | 84 |  | 198 | 514.6646 | 106.374 | 224.7322 | 248.9435 | 7.0219 | 65.8001 | 140.677 | 191.9206 | 9.6055 | 117 |  | 198 | 711.7881 | 115.2413 | 178.7208 | 238.2916 | 7.0219 | 71.4433 | 141.4877 | 444.6115 | 9.6055 | 142 |  | 198 | 666.7274 | 133.3105 | 206.7839 | 249.2398 | 7.0219 | 68.9277 | 147.0193 | 181.7891 | 9.6055 | 296
| 199 | 614.3198 | 103.4567 | 201.5103 | 242.361 | 7.0219 | 69.2948 | 128.7506 | 268.6906 | 9.6055 | 87 |  | 199 | 510.8803 | 105.4146 | 223.2664 | 248.8397 | 7.0219 | 65.7654 | 140.5795 | 191.8747 | 9.6055 | 119 |  | 199 | 705.6278 | 114.4415 | 177.8508 | 238.1718 | 7.0219 | 71.4085 | 141.3953 | 444.0987 | 9.6055 | 145 |  | 199 | 661.0711 | 132.1928 | 205.8996 | 249.1103 | 7.0219 | 68.895 | 146.8941 | 181.2925 | 9.6055 | 300
| 200 | 609.2535 | 102.6341 | 200.3558 | 242.2523 | 7.0219 | 69.2587 | 128.6509 | 268.9699 | 9.6055 | 91 |  | 200 | 506.0653 | 104.9662 | 222.3204 | 248.736 | 7.0219 | 65.7309 | 140.4819 | 191.8268 | 9.6055 | 122 |  | 200 | 699.4082 | 113.7088 | 176.9731 | 238.052 | 7.0219 | 71.3741 | 141.3031 | 443.58 | 9.6055 | 149 |  | 200 | 655.5359 | 131.0753 | 204.894 | 248.9809 | 7.0219 | 68.8626 | 146.7688 | 180.7911 | 9.6055 | 304
| 201 | 603.4758 | 101.9602 | 199.764 | 242.1437 | 7.0219 | 69.2229 | 128.5511 | 269.2502 | 9.6055 | 94 |  | 201 | 501.8956 | 103.9075 | 221.3394 | 248.6323 | 7.0219 | 65.6968 | 140.3842 | 191.7771 | 9.6055 | 125 |  | 201 | 693.3688 | 112.7727 | 176.1185 | 237.9322 | 7.0219 | 71.3401 | 141.2111 | 443.0559 | 9.6055 | 153 |  | 201 | 649.6466 | 130.1458 | 204.0545 | 248.8515 | 7.0219 | 68.8305 | 146.6434 | 180.2851 | 9.6055 | 308
| 202 | 598.3818 | 101.2379 | 198.5368 | 242.035 | 7.0219 | 69.1875 | 128.4514 | 269.5315 | 9.6055 | 97 |  | 202 | 497.5937 | 102.8849 | 220.4544 | 248.5285 | 7.0219 | 65.663 | 140.2864 | 191.7256 | 9.6055 | 127 |  | 202 | 686.9261 | 112.0472 | 175.4566 | 237.8124 | 7.0219 | 71.3064 | 141.1193 | 442.5268 | 9.6055 | 157 |  | 202 | 644.1588 | 129.243 | 202.7868 | 248.7221 | 7.0219 | 68.7987 | 146.518 | 179.775 | 9.6055 | 311
| 203 | 592.2778 | 100.6976 | 198.1376 | 241.9264 | 7.0219 | 69.1523 | 128.3516 | 269.8138 | 9.6055 | 100 |  | 203 | 492.4904 | 102.6055 | 219.6277 | 248.4248 | 7.0219 | 65.6295 | 140.1885 | 191.6725 | 9.6055 | 130 |  | 203 | 680.2952 | 111.3781 | 174.9267 | 237.6926 | 7.0219 | 71.2732 | 141.0277 | 441.9928 | 9.6055 | 160 |  | 203 | 637.279 | 128.8404 | 202.411 | 248.5927 | 7.0219 | 68.7673 | 146.3927 | 179.2609 | 9.6055 | 315
| 204 | 586.3929 | 100.0866 | 197.6412 | 241.7665 | 7.0219 | 69.1175 | 128.2519 | 270.0969 | 9.6055 | 103 |  | 204 | 487.1962 | 102.2693 | 219.0732 | 248.2965 | 7.0219 | 65.5963 | 140.0907 | 191.6178 | 9.6055 | 133 |  | 204 | 674.0479 | 110.4143 | 174.3837 | 237.4969 | 7.0219 | 71.2402 | 140.9363 | 441.4544 | 9.6055 | 164 |  | 204 | 630.928 | 127.9082 | 201.9151 | 248.5841 | 7.0219 | 68.7361 | 146.2675 | 178.7432 | 9.6055 | 319
| 205 | 580.7185 | 99.4822 | 197.1027 | 241.4318 | 7.0219 | 69.083 | 128.1522 | 270.381 | 9.6055 | 106 |  | 205 | 481.9694 | 101.8203 | 218.5294 | 248.203 | 7.0219 | 65.5634 | 139.9929 | 191.5616 | 9.6055 | 135 |  | 205 | 667.6159 | 109.8266 | 173.6948 | 237.2555 | 7.0219 | 71.2077 | 140.8453 | 440.912 | 9.6055 | 168 |  | 205 | 624.1518 | 127.4954 | 201.4303 | 248.4702 | 7.0219 | 68.7053 | 146.1424 | 178.2222 | 9.6055 | 322
| 206 | 574.7625 | 98.9198 | 196.5835 | 241.3173 | 7.0219 | 69.0488 | 128.0527 | 270.6659 | 9.6055 | 110 |  | 206 | 477.0645 | 101.1018 | 217.9331 | 248.1096 | 7.0219 | 65.5308 | 139.8951 | 191.504 | 9.6055 | 138 |  | 206 | 660.6968 | 109.2369 | 173.3715 | 237.1378 | 7.0219 | 71.1764 | 140.7545 | 440.3658 | 9.6055 | 172 |  | 206 | 618.0959 | 126.603 | 200.7049 | 248.3563 | 7.0219 | 68.677 | 146.0176 | 177.698 | 9.6055 | 326
| 207 | 568.5718 | 98.3795 | 196.277 | 241.2027 | 7.0219 | 69.0149 | 127.9533 | 270.9516 | 9.6055 | 113 |  | 207 | 472.2445 | 100.5137 | 217.1214 | 248.0161 | 7.0219 | 65.4985 | 139.7975 | 191.4452 | 9.6055 | 141 |  | 207 | 654.2174 | 108.4854 | 172.7701 | 237.0202 | 7.0219 | 71.147 | 140.6642 | 439.8163 | 9.6055 | 175 |  | 207 | 611.417 | 125.8363 | 200.4766 | 248.2424 | 7.0219 | 68.6493 | 145.893 | 177.1711 | 9.6055 | 330
| 208 | 563.4892 | 97.6332 | 195.1257 | 241.0309 | 7.0219 | 68.9814 | 127.8541 | 271.238 | 9.6055 | 116 |  | 208 | 467.8359 | 99.6131 | 216.211 | 247.9226 | 7.0219 | 65.4675 | 139.7001 | 191.3851 | 9.6055 | 143 |  | 208 | 647.8817 | 107.8195 | 172.0441 | 236.7979 | 7.0219 | 71.1178 | 140.5742 | 439.2637 | 9.6055 | 179 |  | 208 | 606.1366 | 124.5207 | 199.4841 | 248.0432 | 7.0219 | 68.6217 | 145.7688 | 176.6417 | 9.6055 | 333
| 209 | 558.3367 | 96.9237 | 194.0851 | 240.7812 | 7.0219 | 68.9481 | 127.7551 | 271.5251 | 9.6055 | 119 |  | 209 | 463.6378 | 98.5005 | 215.3908 | 247.7404 | 7.0219 | 65.4383 | 139.6028 | 191.3239 | 9.6055 | 146 |  | 209 | 641.5812 | 107.2015 | 171.1696 | 236.6411 | 7.0219 | 71.0889 | 140.4846 | 438.7085 | 9.6055 | 183 |  | 209 | 600.4942 | 123.8838 | 198.2353 | 247.7837 | 7.0219 | 68.5943 | 145.6449 | 176.11 | 9.6055 | 337
| 210 | 552.8767 | 96.1685 | 193.4061 | 240.5234 | 7.0219 | 68.9152 | 127.6564 | 271.813 | 9.6055 | 122 |  | 210 | 459.2083 | 97.7497 | 214.3455 | 247.6528 | 7.0219 | 65.4093 | 139.5058 | 191.2617 | 9.6055 | 149 |  | 210 | 635.7355 | 106.3613 | 170.1315 | 236.4153 | 7.0219 | 71.0601 | 140.3954 | 438.1509 | 9.6055 | 186 |  | 210 | 595.0593 | 122.5824 | 197.4559 | 247.5118 | 7.0219 | 68.5671 | 145.5215 | 175.5764 | 9.6055 | 341
| 211 | 547.9735 | 95.4888 | 192.3989 | 239.9614 | 7.0219 | 68.8826 | 127.558 | 272.1014 | 9.6055 | 125 |  | 211 | 455.3102 | 96.8638 | 213.0582 | 247.4109 | 7.0219 | 65.3804 | 139.409 | 191.1985 | 9.6055 | 151 |  | 211 | 629.693 | 105.6921 | 169.3078 | 236.0008 | 7.0219 | 71.0317 | 140.3068 | 437.5913 | 9.6055 | 190 |  | 211 | 589.3063 | 121.9384 | 196.672 | 246.905 | 7.0219 | 68.5401 | 145.3986 | 175.0412 | 9.6055 | 344
| 212 | 542.9121 | 94.9415 | 191.294 | 239.5228 | 7.0219 | 68.8504 | 127.4599 | 272.3904 | 9.6055 | 128 |  | 212 | 450.7926 | 96.3847 | 212.0557 | 247.097 | 7.0219 | 65.3517 | 139.3126 | 191.1345 | 9.6055 | 154 |  | 212 | 623.7491 | 104.9234 | 168.5419 | 235.5295 | 7.0219 | 71.0034 | 140.2186 | 437.0301 | 9.6055 | 194 |  | 212 | 583.8584 | 121.1973 | 195.4728 | 246.5055 | 7.0219 | 68.5133 | 145.2762 | 174.5046 | 9.6055 | 348
| 213 | 537.446 | 94.3623 | 190.683 | 239.0271 | 7.0219 | 68.8186 | 127.3622 | 272.68 | 9.6055 | 131 |  | 213 | 446.7606 | 95.3867 | 211.1088 | 246.7607 | 7.0219 | 65.3233 | 139.2165 | 191.0698 | 9.6055 | 156 |  | 213 | 617.3036 | 104.2802 | 168.161 | 235.0491 | 7.0219 | 70.9754 | 140.131 | 436.4676 | 9.6055 | 197 |  | 213 | 577.8932 | 120.5756 | 194.8111 | 245.9664 | 7.0219 | 68.4867 | 145.1544 | 173.9669 | 9.6055 | 351
| 214 | 532.1791 | 93.6257 | 189.9382 | 238.6233 | 7.0219 | 68.7891 | 127.2649 | 272.9701 | 9.6055 | 134 |  | 214 | 442.3185 | 94.7266 | 210.3327 | 246.3258 | 7.0219 | 65.295 | 139.1209 | 191.0044 | 9.6055 | 159 |  | 214 | 611.1232 | 103.673 | 167.3861 | 234.6618 | 7.0219 | 70.9477 | 140.044 | 435.9041 | 9.6055 | 201 |  | 214 | 572.1432 | 119.6095 | 194.134 | 245.572 | 7.0219 | 68.4603 | 145.0332 | 173.4284 | 9.6055 | 355
| 215 | 526.5428 | 92.9852 | 189.4267 | 238.2595 | 7.0219 | 68.7598 | 127.1681 | 273.2607 | 9.6055 | 138 |  | 215 | 437.2948 | 94.2553 | 209.8581 | 245.9823 | 7.0219 | 65.2669 | 139.0256 | 190.9385 | 9.6055 | 161 |  | 215 | 605.1193 | 102.6829 | 166.7931 | 234.299 | 7.0219 | 70.9201 | 139.9575 | 435.34 | 9.6055 | 205 |  | 215 | 566.4675 | 118.7125 | 193.3034 | 245.1875 | 7.0219 | 68.4341 | 144.9128 | 172.8894 | 9.6055 | 359
| 216 | 521.2613 | 92.293 | 188.6121 | 237.8957 | 7.0219 | 68.7308 | 127.0717 | 273.5517 | 9.6055 | 141 |  | 216 | 432.4964 | 93.7632 | 209.1427 | 245.6751 | 7.0219 | 65.239 | 138.9309 | 190.872 | 9.6055 | 164 |  | 216 | 598.4317 | 102.239 | 166.1064 | 234.1673 | 7.0219 | 70.8929 | 139.8717 | 434.7757 | 9.6055 | 208 |  | 216 | 560.3174 | 118.1004 | 192.5735 | 244.8921 | 7.0219 | 68.4082 | 144.7931 | 172.3501 | 9.6055 | 362
| 217 | 515.34 | 91.9236 | 187.9091 | 237.7372 | 7.0219 | 68.702 | 126.9759 | 273.8431 | 9.6055 | 144 |  | 217 | 427.9735 | 93.2531 | 208.1697 | 245.3678 | 7.0219 | 65.2114 | 138.8366 | 190.8052 | 9.6055 | 167 |  | 217 | 591.9365 | 101.6491 | 165.3733 | 234.0357 | 7.0219 | 70.8659 | 139.7865 | 434.2115 | 9.6055 | 212 |  | 217 | 554.319 | 117.2399 | 191.779 | 244.7577 | 7.0219 | 68.3825 | 144.6742 | 171.8109 | 9.6055 | 366
| 218 | 509.664 | 91.3431 | 187.1493 | 237.6014 | 7.0219 | 68.6734 | 126.8806 | 274.1348 | 9.6055 | 147 |  | 218 | 423.3442 | 92.6132 | 207.354 | 245.1396 | 7.0219 | 65.1839 | 138.7429 | 190.7381 | 9.6055 | 169 |  | 218 | 585.2364 | 101.0594 | 164.8449 | 233.9041 | 7.0219 | 70.8391 | 139.702 | 433.6477 | 9.6055 | 215 |  | 218 | 548.0485 | 116.7696 | 190.8665 | 244.6233 | 7.0219 | 68.357 | 144.5562 | 171.2721 | 9.6055 | 369
| 219 | 504.2381 | 90.5486 | 186.3535 | 237.4655 | 7.0219 | 68.645 | 126.7859 | 274.4268 | 9.6055 | 150 |  | 219 | 418.2932 | 92.2025 | 206.6123 | 245.0299 | 7.0219 | 65.1567 | 138.6498 | 190.6708 | 9.6055 | 172 |  | 219 | 579.4272 | 100.0966 | 163.7987 | 233.7724 | 7.0219 | 70.8126 | 139.6183 | 433.0846 | 9.6055 | 219 |  | 219 | 542.1097 | 115.7054 | 190.2162 | 244.489 | 7.0219 | 68.3317 | 144.4391 | 170.7338 | 9.6055 | 372
| 220 | 498.7469 | 89.9386 | 185.4384 | 237.3297 | 7.0219 | 68.6169 | 126.6919 | 274.7191 | 9.6055 | 153 |  | 220 | 413.4753 | 91.7376 | 205.6916 | 244.9202 | 7.0219 | 65.1297 | 138.5573 | 190.6034 | 9.6055 | 174 |  | 220 | 573.2617 | 99.1922 | 163.0504 | 233.6408 | 7.0219 | 70.7864 | 139.5353 | 432.5227 | 9.6055 | 223 |  | 220 | 536.0362 | 114.9895 | 189.3523 | 244.3546 | 7.0219 | 68.3067 | 144.323 | 170.1965 | 9.6055 | 376
| 221 | 493.4247 | 89.1137 | 184.5692 | 237.1939 | 7.0219 | 68.589 | 126.5985 | 275.0117 | 9.6055 | 156 |  | 221 | 408.9921 | 91.0454 | 204.6635 | 244.8105 | 7.0219 | 65.1029 | 138.4654 | 190.536 | 9.6055 | 177 |  | 221 | 567.6446 | 98.0076 | 162.1551 | 233.3878 | 7.0219 | 70.7604 | 139.4531 | 431.9623 | 9.6055 | 226 |  | 221 | 530.152 | 114.166 | 188.4066 | 244.2203 | 7.0219 | 68.2819 | 144.2079 | 169.6603 | 9.6055 | 379
| 222 | 488.4971 | 88.1651 | 183.5601 | 236.9273 | 7.0219 | 68.5614 | 126.5058 | 275.3044 | 9.6055 | 159 |  | 222 | 405.0221 | 90.0312 | 203.4443 | 244.7008 | 7.0219 | 65.0763 | 138.3743 | 190.4686 | 9.6055 | 179 |  | 222 | 561.9474 | 96.9619 | 161.3003 | 233.0357 | 7.0219 | 70.7347 | 139.3716 | 431.4037 | 9.6055 | 230 |  | 222 | 525.3121 | 112.644 | 187.3082 | 243.8929 | 7.0219 | 68.2574 | 144.0939 | 169.1256 | 9.6055 | 383
| 223 | 483.7772 | 87.23 | 182.3966 | 236.5935 | 7.0219 | 68.534 | 126.4139 | 275.5972 | 9.6055 | 162 |  | 223 | 400.7033 | 88.9627 | 202.7431 | 244.476 | 7.0219 | 65.05 | 138.284 | 190.4015 | 9.6055 | 182 |  | 223 | 556.4162 | 95.9313 | 160.1267 | 232.8212 | 7.0219 | 70.7092 | 139.2911 | 430.8473 | 9.6055 | 233 |  | 223 | 520.1464 | 111.3917 | 186.2885 | 243.5429 | 7.0219 | 68.2331 | 143.9811 | 168.5927 | 9.6055 | 386
| 224 | 478.7582 | 86.3045 | 181.4273 | 236.3552 | 7.0219 | 68.5069 | 126.3227 | 275.8902 | 9.6055 | 165 |  | 224 | 396.5984 | 88.0687 | 201.7125 | 244.1924 | 7.0219 | 65.0239 | 138.1944 | 190.3346 | 9.6055 | 184 |  | 224 | 550.4203 | 94.9538 | 159.281 | 232.6905 | 7.0219 | 70.684 | 139.2114 | 430.2934 | 9.6055 | 237 |  | 224 | 514.4458 | 110.4175 | 185.3748 | 243.3439 | 7.0219 | 68.2091 | 143.8694 | 168.0618 | 9.6055 | 389
| 225 | 473.468 | 85.6808 | 180.3254 | 236.2188 | 7.0219 | 68.4801 | 126.2324 | 276.1832 | 9.6055 | 168 |  | 225 | 392.3022 | 87.2359 | 200.812 | 243.9088 | 7.0219 | 64.9981 | 138.1056 | 190.268 | 9.6055 | 187 |  | 225 | 544.0943 | 94.3629 | 158.4637 | 232.4747 | 7.0219 | 70.6591 | 139.1326 | 429.7423 | 9.6055 | 240 |  | 225 | 508.8504 | 109.5855 | 184.1492 | 243.2091 | 7.0219 | 68.1853 | 143.759 | 167.5333 | 9.6055 | 393
| 226 | 468.6042 | 84.7782 | 179.1625 | 235.9962 | 7.0219 | 68.4535 | 126.1429 | 276.4763 | 9.6055 | 171 |  | 226 | 388.2039 | 86.3649 | 199.5831 | 243.7938 | 7.0219 | 64.9725 | 138.0177 | 190.2019 | 9.6055 | 189 |  | 226 | 539.6204 | 93.5743 | 157.7906 | 232.0756 | 7.0219 | 70.6345 | 139.0547 | 429.1945 | 9.6055 | 244 |  | 226 | 503.7041 | 108.4977 | 182.886 | 242.9187 | 7.0219 | 68.1619 | 143.6498 | 167.0073 | 9.6055 | 396
| 227 | 463.7045 | 84.2452 | 178.7966 | 235.618 | 7.0219 | 68.4272 | 126.0543 | 276.7693 | 9.6055 | 174 |  | 227 | 383.5479 | 85.5079 | 198.8953 | 243.6815 | 7.0219 | 64.9472 | 137.9307 | 190.1363 | 9.6055 | 191 |  | 227 | 535.7907 | 93.1304 | 156.953 | 231.6764 | 7.0219 | 70.6101 | 138.9778 | 428.6502 | 9.6055 | 247 |  | 227 | 499.3061 | 107.9464 | 182.7044 | 242.5216 | 7.0219 | 68.1387 | 143.542 | 166.4842 | 9.6055 | 399
| 228 | 460.1506 | 83.6647 | 178.3353 | 235.2397 | 7.0219 | 68.4011 | 125.9666 | 277.0623 | 9.6055 | 177 |  | 228 | 380.0222 | 84.6595 | 198.1661 | 243.3578 | 7.0219 | 64.9221 | 137.8447 | 190.0713 | 9.6055 | 194 |  | 228 | 531.098 | 92.9115 | 156.7534 | 231.2772 | 7.0219 | 70.586 | 138.9019 | 428.1098 | 9.6055 | 251 |  | 228 | 495.4812 | 107.1823 | 182.318 | 242.1245 | 7.0219 | 68.1157 | 143.4357 | 165.9643 | 9.6055 | 403
| 229 | 456.3098 | 83.2278 | 178.0172 | 234.8615 | 7.0219 | 68.3754 | 125.8799 | 277.3551 | 9.6055 | 180 |  | 229 | 376.9508 | 84.1683 | 197.6709 | 243.0334 | 7.0219 | 64.8973 | 137.7596 | 190.0071 | 9.6055 | 196 |  | 229 | 526.586 | 92.5559 | 156.5098 | 230.8781 | 7.0219 | 70.5622 | 138.8271 | 427.5737 | 9.6055 | 254 |  | 229 | 491.6357 | 106.4074 | 181.9632 | 241.7273 | 7.0219 | 68.0931 | 143.3307 | 165.4479 | 9.6055 | 406
| 230 | 452.7189 | 82.8815 | 177.4195 | 234.4223 | 7.0219 | 68.3499 | 125.7942 | 277.6479 | 9.6055 | 182 |  | 230 | 373.5999 | 83.8337 | 197.2984 | 242.709 | 7.0219 | 64.8727 | 137.6756 | 189.9437 | 9.6055 | 199 |  | 230 | 522.5376 | 91.9201 | 156.2479 | 230.3138 | 7.0219 | 70.5387 | 138.7532 | 427.0422 | 9.6055 | 257 |  | 230 | 487.7601 | 106.1042 | 181.267 | 241.2297 | 7.0219 | 68.0707 | 143.2273 | 164.9352 | 9.6055 | 409
| 231 | 449.2651 | 82.3347 | 177.0923 | 233.7761 | 7.0219 | 68.3247 | 125.7095 | 277.9404 | 9.6055 | 185 |  | 231 | 370.4517 | 83.4524 | 196.8779 | 242.2769 | 7.0219 | 64.8484 | 137.5926 | 189.8812 | 9.6055 | 201 |  | 231 | 518.7878 | 90.969 | 155.7624 | 229.9898 | 7.0219 | 70.5155 | 138.6805 | 426.5155 | 9.6055 | 261 |  | 231 | 484.1263 | 105.3418 | 180.9428 | 240.5776 | 7.0219 | 68.0486 | 143.1255 | 164.4266 | 9.6055 | 412
| 232 | 445.6046 | 81.8295 | 176.719 | 233.3411 | 7.0219 | 68.2998 | 125.6259 | 278.2328 | 9.6055 | 188 |  | 232 | 367.7518 | 82.8716 | 196.3401 | 241.7132 | 7.0219 | 64.8244 | 137.5107 | 189.8196 | 9.6055 | 204 |  | 232 | 514.3547 | 90.2724 | 155.5268 | 229.8447 | 7.0219 | 70.4925 | 138.6089 | 425.9942 | 9.6055 | 264 |  | 232 | 479.9359 | 104.8326 | 180.4815 | 240.366 | 7.0219 | 68.0269 | 143.0253 | 163.9222 | 9.6055 | 415
| 233 | 442.3952 | 81.004 | 175.9384 | 233.1826 | 7.0219 | 68.2752 | 125.5434 | 278.5248 | 9.6055 | 191 |  | 233 | 365.2518 | 82.2586 | 195.5612 | 241.2229 | 7.0219 | 64.8007 | 137.4299 | 189.7592 | 9.6055 | 206 |  | 233 | 510.7249 | 89.4281 | 154.6357 | 229.6996 | 7.0219 | 70.4699 | 138.5385 | 425.4786 | 9.6055 | 268 |  | 233 | 476.4122 | 103.8005 | 179.8184 | 240.2124 | 7.0219 | 68.0054 | 142.9268 | 163.4225 | 9.6055 | 419
| 234 | 438.6532 | 80.3609 | 175.508 | 233.024 | 7.0219 | 68.2508 | 125.462 | 278.8166 | 9.6055 | 194 |  | 234 | 362.1104 | 81.7809 | 195.1334 | 240.8876 | 7.0219 | 64.7772 | 137.3504 | 189.7 | 9.6055 | 208 |  | 234 | 506.2728 | 88.7822 | 154.3683 | 229.5545 | 7.0219 | 70.4475 | 138.4692 | 424.9689 | 9.6055 | 271 |  | 234 | 472.578 | 102.8958 | 179.3383 | 240.0589 | 7.0219 | 67.9843 | 142.83 | 162.9276 | 9.6055 | 422
| 235 | 434.6888 | 79.8677 | 175.1502 | 232.8655 | 7.0219 | 68.2268 | 125.3819 | 279.108 | 9.6055 | 197 |  | 235 | 358.8136 | 81.0655 | 194.9737 | 240.6773 | 7.0219 | 64.7541 | 137.272 | 189.642 | 9.6055 | 211 |  | 235 | 502.0523 | 88.056 | 154.014 | 229.3452 | 7.0219 | 70.4254 | 138.4011 | 424.4655 | 9.6055 | 274 |  | 235 | 468.5965 | 102.1287 | 178.8738 | 239.8995 | 7.0219 | 67.9634 | 142.735 | 162.4379 | 9.6055 | 425
| 236 | 431.1914 | 79.1704 | 174.5848 | 232.6517 | 7.0219 | 68.2031 | 125.3029 | 279.3991 | 9.6055 | 200 |  | 236 | 355.6455 | 80.7098 | 194.2588 | 240.5337 | 7.0219 | 64.7312 | 137.1949 | 189.5853 | 9.6055 | 213 |  | 236 | 497.5876 | 87.6193 | 153.6734 | 229.0768 | 7.0219 | 70.4037 | 138.3343 | 423.9688 | 9.6055 | 278 |  | 236 | 464.8521 | 101.2195 | 178.3755 | 239.679 | 7.0219 | 67.9429 | 142.6418 | 161.9536 | 9.6055 | 428
| 237 | 427.8176 | 78.5655 | 173.8715 | 232.3697 | 7.0219 | 68.1797 | 125.2252 | 279.6897 | 9.6055 | 203 |  | 237 | 352.6753 | 80.227 | 193.5255 | 240.3378 | 7.0219 | 64.7086 | 137.1191 | 189.5302 | 9.6055 | 215 |  | 237 | 493.8347 | 86.7005 | 153.1929 | 228.7187 | 7.0219 | 70.3822 | 138.2687 | 423.4791 | 9.6055 | 281 |  | 237 | 461.1219 | 100.6101 | 177.6508 | 239.3706 | 7.0219 | 67.9227 | 142.5505 | 161.4751 | 9.6055 | 431
| 238 | 424.1622 | 77.9998 | 173.4671 | 232.0211 | 7.0219 | 68.1567 | 125.1488 | 279.9798 | 9.6055 | 205 |  | 238 | 349.8557 | 79.564 | 192.8809 | 240.0827 | 7.0219 | 64.6863 | 137.0447 | 189.4765 | 9.6055 | 218 |  | 238 | 490.1339 | 86.0404 | 152.4014 | 228.3606 | 7.0219 | 70.361 | 138.2045 | 422.9968 | 9.6055 | 284 |  | 238 | 457.2875 | 99.9199 | 177.1505 | 239.023 | 7.0219 | 67.9028 | 142.4612 | 161.0026 | 9.6055 | 434
| 239 | 420.7904 | 77.5036 | 172.7095 | 231.6726 | 7.0219 | 68.1339 | 125.0737 | 280.2695 | 9.6055 | 208 |  | 239 | 346.9512 | 79.0021 | 192.2743 | 239.7735 | 7.0219 | 64.6643 | 136.9716 | 189.4245 | 9.6055 | 220 |  | 239 | 486.1397 | 85.4453 | 151.8384 | 228.0026 | 7.0219 | 70.3402 | 138.1415 | 422.5222 | 9.6055 | 287 |  | 239 | 453.6157 | 99.1623 | 176.5158 | 238.7147 | 7.0219 | 67.8832 | 142.3738 | 160.5364 | 9.6055 | 437
| 240 | 417.5397 | 76.768 | 172.0704 | 231.3241 | 7.0219 | 68.1115 | 125 | 280.5586 | 9.6055 | 211 |  | 240 | 344.0389 | 78.3724 | 191.7433 | 239.4642 | 7.0219 | 64.6427 | 136.8999 | 189.3743 | 9.6055 | 222 |  | 240 | 482.1371 | 84.7855 | 151.2189 | 227.7742 | 7.0219 | 70.3196 | 138.08 | 422.0557 | 9.6055 | 291 |  | 240 | 450.0364 | 98.3287 | 175.8645 | 238.4063 | 7.0219 | 67.864 | 142.2886 | 160.0767 | 9.6055 | 440
| 241 | 413.8084 | 76.3389 | 171.5677 | 231.0132 | 7.0219 | 68.0893 | 124.9277 | 280.8471 | 9.6055 | 214 |  | 241 | 340.6438 | 78.0403 | 191.3976 | 239.155 | 7.0219 | 64.6213 | 136.8297 | 189.3258 | 9.6055 | 224 |  | 241 | 477.9423 | 84.1473 | 150.8169 | 227.4988 | 7.0219 | 70.2994 | 138.0198 | 421.5975 | 9.6055 | 294 |  | 241 | 446.0846 | 97.6082 | 175.4033 | 238.1673 | 7.0219 | 67.8452 | 142.2054 | 159.624 | 9.6055 | 443
| 242 | 409.9478 | 75.9814 | 171.1973 | 230.6277 | 7.0219 | 68.0676 | 124.8569 | 281.135 | 9.6055 | 216 |  | 242 | 337.4135 | 77.7214 | 190.9184 | 238.8011 | 7.0219 | 64.6002 | 136.7609 | 189.2793 | 9.6055 | 227 |  | 242 | 473.8899 | 83.7356 | 150.2576 | 227.0119 | 7.0219 | 70.2795 | 137.9611 | 421.1482 | 9.6055 | 297 |  | 242 | 441.8648 | 97.3068 | 174.9598 | 237.7595 | 7.0219 | 67.8266 | 142.1244 | 159.1784 | 9.6055 | 446
| 243 | 406.1395 | 75.5397 | 170.9485 | 230.1524 | 7.0219 | 68.0461 | 124.7875 | 281.4222 | 9.6055 | 219 |  | 243 | 334.2161 | 77.3777 | 190.5495 | 238.329 | 7.0219 | 64.5795 | 136.6937 | 189.2348 | 9.6055 | 229 |  | 243 | 469.5114 | 83.4074 | 149.9138 | 226.5519 | 7.0219 | 70.2599 | 137.9038 | 420.7079 | 9.6055 | 300 |  | 243 | 437.8819 | 96.6739 | 174.6873 | 237.2753 | 7.0219 | 67.8085 | 142.0456 | 158.7402 | 9.6055 | 449
| 244 | 402.2845 | 75.1676 | 170.6422 | 229.7119 | 7.0219 | 68.025 | 124.7196 | 281.7088 | 9.6055 | 222 |  | 244 | 330.8399 | 76.9294 | 190.4207 | 237.9 | 7.0219 | 64.5591 | 136.6281 | 189.1923 | 9.6055 | 231 |  | 244 | 465.5378 | 82.632 | 149.4703 | 226.2341 | 7.0219 | 70.2406 | 137.848 | 420.277 | 9.6055 | 303 |  | 244 | 433.9616 | 95.9492 | 174.3584 | 236.8767 | 7.0219 | 67.7907 | 141.9691 | 158.3098 | 9.6055 | 452
| 245 | 397.7738 | 75.054 | 170.614 | 229.3903 | 7.0219 | 68.0043 | 124.6533 | 281.9945 | 9.6055 | 225 |  | 245 | 327.4008 | 76.6055 | 190.2028 | 237.4987 | 7.0219 | 64.539 | 136.564 | 189.1521 | 9.6055 | 233 |  | 245 | 460.7659 | 82.2817 | 149.3999 | 225.9163 | 7.0219 | 70.2216 | 137.7937 | 419.856 | 9.6055 | 306 |  | 245 | 429.3396 | 95.6813 | 174.1911 | 236.5613 | 7.0219 | 67.7732 | 141.8949 | 157.8873 | 9.6055 | 454
| 246 | 394.2089 | 74.5252 | 170.0554 | 229.0687 | 7.0219 | 67.9839 | 124.5886 | 282.2795 | 9.6055 | 227 |  | 246 | 323.82 | 76.3113 | 189.9905 | 237.2037 | 7.0219 | 64.5193 | 136.5017 | 189.1141 | 9.6055 | 235 |  | 246 | 456.1374 | 81.8076 | 149.2433 | 225.6651 | 7.0219 | 70.2029 | 137.741 | 419.4451 | 9.6055 | 310 |  | 246 | 425.1766 | 95.1919 | 173.7864 | 236.246 | 7.0219 | 67.7561 | 141.8231 | 157.4732 | 9.6055 | 457
| 247 | 390.8037 | 73.8183 | 169.4919 | 228.7702 | 7.0219 | 67.9638 | 124.5255 | 282.5637 | 9.6055 | 230 |  | 247 | 320.7682 | 75.8634 | 189.403 | 236.9087 | 7.0219 | 64.4998 | 136.441 | 189.0785 | 9.6055 | 238 |  | 247 | 451.7268 | 81.2725 | 148.8944 | 225.4494 | 7.0219 | 70.1846 | 137.6898 | 419.0447 | 9.6055 | 313 |  | 247 | 421.504 | 94.3726 | 173.1787 | 235.9731 | 7.0219 | 67.7394 | 141.7537 | 157.0676 | 9.6055 | 460
| 248 | 387.3838 | 72.9922 | 168.9975 | 228.5366 | 7.0219 | 67.9441 | 124.464 | 282.8469 | 9.6055 | 233 |  | 248 | 317.9644 | 75.2934 | 188.6895 | 236.6138 | 7.0219 | 64.4808 | 136.382 | 189.0454 | 9.6055 | 240 |  | 248 | 447.6495 | 80.5298 | 148.4197 | 225.2337 | 7.0219 | 70.1666 | 137.6402 | 418.6551 | 9.6055 | 316 |  | 248 | 417.8278 | 93.4161 | 172.6566 | 235.7554 | 7.0219 | 67.7231 | 141.6869 | 156.6709 | 9.6055 | 463
| 249 | 383.4939 | 72.5744 | 168.5648 | 228.303 | 7.0219 | 67.9248 | 124.4043 | 283.1293 | 9.6055 | 235 |  | 249 | 315.2719 | 74.5124 | 188.0508 | 236.3438 | 7.0219 | 64.4621 | 136.3248 | 189.0148 | 9.6055 | 242 |  | 249 | 443.5073 | 79.6599 | 148.1371 | 225.018 | 7.0219 | 70.1489 | 137.5923 | 418.2767 | 9.6055 | 319 |  | 249 | 413.7283 | 92.7814 | 172.2359 | 235.5377 | 7.0219 | 67.7071 | 141.6225 | 156.2834 | 9.6055 | 466
| 250 | 379.6727 | 72.0366 | 168.1834 | 228.0695 | 7.0219 | 67.9058 | 124.3463 | 283.4107 | 9.6055 | 238 |  | 250 | 312.6437 | 73.6304 | 187.4003 | 236.1223 | 7.0219 | 64.4437 | 136.2694 | 188.9869 | 9.6055 | 244 |  | 250 | 438.9073 | 79.2717 | 147.8306 | 224.8023 | 7.0219 | 70.1316 | 137.5461 | 417.9098 | 9.6055 | 322 |  | 250 | 409.5108 | 92.2181 | 171.8619 | 235.32 | 7.0219 | 67.6915 | 141.5608 | 155.9053 | 9.6055 | 468
| 251 | 375.8069 | 71.519 | 167.8263 | 227.8359 | 7.0219 | 67.8872 | 124.2901 | 283.6912 | 9.6055 | 241 |  | 251 | 309.7614 | 72.8888 | 186.8634 | 235.9008 | 7.0219 | 64.4256 | 136.2159 | 188.9617 | 9.6055 | 246 |  | 251 | 434.1732 | 78.9709 | 147.5709 | 224.5866 | 7.0219 | 70.1146 | 137.5015 | 417.5548 | 9.6055 | 325 |  | 251 | 405.5092 | 91.494 | 171.4328 | 235.1024 | 7.0219 | 67.6763 | 141.5017 | 155.5369 | 9.6055 | 471
| 252 | 371.9516 | 71.0682 | 167.392 | 227.6023 | 7.0219 | 67.8689 | 124.2356 | 283.9706 | 9.6055 | 243 |  | 252 | 306.2201 | 72.4986 | 186.6343 | 235.6793 | 7.0219 | 64.408 | 136.1642 | 188.9393 | 9.6055 | 248 |  | 252 | 429.6042 | 78.639 | 147.2588 | 224.2893 | 7.0219 | 70.0979 | 137.4587 | 417.212 | 9.6055 | 328 |  | 252 | 401.2399 | 90.9457 | 171.0955 | 234.8847 | 7.0219 | 67.6615 | 141.4453 | 155.1791 | 9.6055 | 474
| 253 | 367.8365 | 70.8927 | 167.084 | 227.2269 | 7.0219 | 67.8511 | 124.183 | 284.2489 | 9.6055 | 246 |  | 253 | 303.3055 | 71.8164 | 186.0985 | 235.4296 | 7.0219 | 64.3907 | 136.1145 | 188.9199 | 9.6055 | 250 |  | 253 | 425.0064 | 78.3931 | 147.0024 | 223.8789 | 7.0219 | 70.0816 | 137.4177 | 416.8818 | 9.6055 | 331 |  | 253 | 396.8021 | 90.7263 | 170.7162 | 234.5487 | 7.0219 | 67.6471 | 141.3917 | 154.8319 | 9.6055 | 476
| 254 | 363.7517 | 70.5617 | 166.9361 | 226.8166 | 7.0219 | 67.8336 | 124.1323 | 284.5261 | 9.6055 | 248 |  | 254 | 300.0926 | 71.4927 | 185.6019 | 235.0806 | 7.0219 | 64.3737 | 136.0667 | 188.9035 | 9.6055 | 252 |  | 254 | 420.3391 | 78.0058 | 146.8197 | 223.6059 | 7.0219 | 70.0656 | 137.3784 | 416.5645 | 9.6055 | 334 |  | 254 | 392.2404 | 90.3238 | 170.5211 | 234.3356 | 7.0219 | 67.6332 | 141.3408 | 154.4955 | 9.6055 | 479
| 255 | 360.0066 | 70.0522 | 166.4583 | 226.5749 | 7.0219 | 67.8165 | 124.0836 | 284.8022 | 9.6055 | 251 |  | 255 | 296.532 | 71.2461 | 185.2428 | 234.8646 | 7.0219 | 64.3572 | 136.0209 | 188.8901 | 9.6055 | 254 |  | 255 | 416.0698 | 77.3482 | 146.4423 | 223.3999 | 7.0219 | 70.05 | 137.341 | 416.2605 | 9.6055 | 337 |  | 255 | 388.0948 | 89.724 | 170.107 | 234.1225 | 7.0219 | 67.6196 | 141.2929 | 154.1706 | 9.6055 | 481
| 256 | 356.18 | 69.484 | 166.1062 | 226.3479 | 7.0219 | 67.7998 | 124.0367 | 285.077 | 9.6055 | 253 |  | 256 | 293.318 | 70.851 | 184.6856 | 234.6487 | 7.0219 | 64.341 | 135.9772 | 188.88 | 9.6055 | 256 |  | 256 | 411.9187 | 76.8047 | 145.8749 | 223.1514 | 7.0219 | 70.0347 | 137.3054 | 415.97 | 9.6055 | 340 |  | 256 | 384.105 | 88.9417 | 169.7197 | 233.9094 | 7.0219 | 67.6064 | 141.2479 | 153.8568 | 9.6055 | 484
| 257 | 352.6774 | 68.8935 | 165.5081 | 226.0651 | 7.0219 | 67.7835 | 123.9919 | 285.3507 | 9.6055 | 256 |  | 257 | 290.1031 | 70.2517 | 184.3336 | 234.4327 | 7.0219 | 64.3252 | 135.9355 | 188.8732 | 9.6055 | 258 |  | 257 | 407.9371 | 76.113 | 145.381 | 222.8082 | 7.0219 | 70.0198 | 137.2717 | 415.6935 | 9.6055 | 343 |  | 257 | 380.1957 | 88.3253 | 169.1719 | 233.6103 | 7.0219 | 67.5937 | 141.2058 | 153.5543 | 9.6055 | 486
| 258 | 349.3004 | 68.3366 | 164.8205 | 225.7126 | 7.0219 | 67.7676 | 123.9491 | 285.623 | 9.6055 | 258 |  | 258 | 287.3889 | 69.6834 | 183.4712 | 234.1953 | 7.0219 | 64.3097 | 135.896 | 188.8697 | 9.6055 | 260 |  | 258 | 403.9034 | 75.4558 | 144.8187 | 222.551 | 7.0219 | 70.0052 | 137.2399 | 415.4313 | 9.6055 | 345 |  | 258 | 376.6563 | 87.5416 | 168.4712 | 233.2616 | 7.0219 | 67.5814 | 141.1668 | 153.2634 | 9.6055 | 489
| 259 | 345.537 | 67.9848 | 164.3142 | 225.3601 | 7.0219 | 67.7521 | 123.9084 | 285.894 | 9.6055 | 261 |  | 259 | 284.3197 | 69.2005 | 182.9702 | 233.8662 | 7.0219 | 64.2947 | 135.8586 | 188.8697 | 9.6055 | 262 |  | 259 | 399.9011 | 74.8091 | 144.1558 | 222.3526 | 7.0219 | 69.9909 | 137.2101 | 415.1838 | 9.6055 | 348 |  | 259 | 372.6958 | 87.045 | 167.9045 | 232.9129 | 7.0219 | 67.5695 | 141.1308 | 152.9847 | 9.6055 | 491
| 260 | 342.26 | 67.2472 | 163.7072 | 225.0076 | 7.0219 | 67.737 | 123.8697 | 286.1637 | 9.6055 | 263 |  | 260 | 281.2485 | 68.7088 | 182.4199 | 233.5972 | 7.0219 | 64.28 | 135.8234 | 188.8733 | 9.6055 | 264 |  | 260 | 395.7641 | 74.185 | 143.6051 | 222.1541 | 7.0219 | 69.9771 | 137.1822 | 414.9512 | 9.6055 | 351 |  | 260 | 369.0346 | 86.1943 | 167.3883 | 232.5685 | 7.0219 | 67.558 | 141.098 | 152.7196 | 9.6055 | 494
| 261 | 338.5984 | 66.806 | 163.1197 | 224.724 | 7.0219 | 67.7223 | 123.8332 | 286.432 | 9.6055 | 266 |  | 261 | 278.41 | 68.0518 | 181.7453 | 233.3851 | 7.0219 | 64.2658 | 135.7905 | 188.886 | 9.6055 | 266 |  | 261 | 391.6806 | 73.48 | 143.0816 | 221.9556 | 7.0219 | 69.9636 | 137.1564 | 414.734 | 9.6055 | 354 |  | 261 | 365.0905 | 85.5675 | 166.7946 | 232.3606 | 7.0219 | 67.547 | 141.0684 | 152.4668 | 9.6055 | 496
| 262 | 335.2031 | 66.0219 | 162.5475 | 224.5016 | 7.0219 | 67.708 | 123.7989 | 286.6989 | 9.6055 | 268 |  | 262 | 275.277 | 67.4795 | 181.2804 | 233.1731 | 7.0219 | 64.2519 | 135.7598 | 188.9085 | 9.6055 | 268 |  | 262 | 387.5868 | 72.7651 | 142.6996 | 221.636 | 7.0219 | 69.9504 | 137.1325 | 414.5345 | 9.6055 | 357 |  | 262 | 361.6003 | 84.4958 | 166.192 | 232.1526 | 7.0219 | 67.5364 | 141.0421 | 152.2269 | 9.6055 | 498
| 263 | 331.6677 | 65.4378 | 162.0136 | 224.1811 | 7.0219 | 67.6941 | 123.7668 | 286.9642 | 9.6055 | 271 |  | 263 | 272.1894 | 67.0068 | 180.6706 | 232.961 | 7.0219 | 64.2384 | 135.7314 | 188.9343 | 9.6055 | 270 |  | 263 | 383.6015 | 72.2569 | 142.3093 | 221.0094 | 7.0219 | 69.9376 | 137.1108 | 414.4182 | 9.6055 | 359 |  | 263 | 357.8612 | 83.755 | 165.6065 | 231.8454 | 7.0219 | 67.5263 | 141.019 | 152.0001 | 9.6055 | 501
| 264 | 328.1744 | 65.0325 | 161.5468 | 223.5724 | 7.0219 | 67.6807 | 123.7369 | 287.2281 | 9.6055 | 273 |  | 264 | 269.3322 | 66.4278 | 179.9482 | 232.7374 | 7.0219 | 64.2254 | 135.7054 | 188.9635 | 9.6055 | 272 |  | 264 | 379.6663 | 71.7133 | 141.7849 | 220.5023 | 7.0219 | 69.9252 | 137.0911 | 414.3284 | 9.6055 | 362 |  | 264 | 354.118 | 83.2222 | 165.1347 | 231.2208 | 7.0219 | 67.5166 | 140.9993 | 151.7865 | 9.6055 | 503
| 265 | 324.7711 | 64.5887 | 160.9486 | 223.0436 | 7.0219 | 67.6677 | 123.7094 | 287.4904 | 9.6055 | 275 |  | 265 | 266.4128 | 65.993 | 179.3732 | 232.2843 | 7.0219 | 64.2128 | 135.6818 | 188.9962 | 9.6055 | 274 |  | 265 | 375.4566 | 71.2792 | 141.2552 | 220.1653 | 7.0219 | 69.9131 | 137.0736 | 414.2517 | 9.6055 | 365 |  | 265 | 350.4859 | 82.605 | 164.5475 | 230.6847 | 7.0219 | 67.5075 | 140.983 | 151.5865 | 9.6055 | 505
| 266 | 321.2819 | 64.1325 | 160.3049 | 222.6587 | 7.0219 | 67.6551 | 123.6841 | 287.7511 | 9.6055 | 278 |  | 266 | 263.7282 | 65.5517 | 178.6615 | 231.7397 | 7.0219 | 64.2006 | 135.6606 | 189.0325 | 9.6055 | 276 |  | 266 | 371.1501 | 70.8936 | 140.774 | 219.8284 | 7.0219 | 69.902 | 137.0582 | 414.1883 | 9.6055 | 367 |  | 266 | 346.764 | 82.0476 | 163.8269 | 230.3121 | 7.0219 | 67.4996 | 140.9701 | 151.4002 | 9.6055 | 507
| 267 | 317.7086 | 63.651 | 159.732 | 222.3124 | 7.0219 | 67.6429 | 123.6613 | 288.0101 | 9.6055 | 280 |  | 267 | 261.1436 | 64.9204 | 177.898 | 231.3369 | 7.0219 | 64.1888 | 135.6419 | 189.0725 | 9.6055 | 277 |  | 267 | 367.0381 | 70.1966 | 140.343 | 219.558 | 7.0219 | 69.8915 | 137.0451 | 414.1384 | 9.6055 | 370 |  | 267 | 342.9361 | 81.4229 | 163.2506 | 229.9686 | 7.0219 | 67.4922 | 140.9608 | 151.228 | 9.6055 | 510
| 268 | 314.0146 | 63.1799 | 159.2695 | 221.966 | 7.0219 | 67.6312 | 123.6408 | 288.2675 | 9.6055 | 282 |  | 268 | 258.1986 | 64.3504 | 177.4123 | 230.9553 | 7.0219 | 64.1774 | 135.6257 | 189.1162 | 9.6055 | 279 |  | 268 | 362.5397 | 69.7674 | 139.9505 | 219.3677 | 7.0219 | 69.8814 | 137.0341 | 414.1025 | 9.6055 | 373 |  | 268 | 338.9234 | 80.863 | 162.7942 | 229.6251 | 7.0219 | 67.4852 | 140.955 | 151.0701 | 9.6055 | 512
| 269 | 310.3972 | 62.6767 | 158.6969 | 221.6853 | 7.0219 | 67.6199 | 123.6227 | 288.5231 | 9.6055 | 285 |  | 269 | 255.0214 | 63.8825 | 176.9966 | 230.6339 | 7.0219 | 64.1672 | 135.6121 | 189.1638 | 9.6055 | 281 |  | 269 | 358.4047 | 69.1915 | 139.3414 | 219.1774 | 7.0219 | 69.8716 | 137.0254 | 414.0807 | 9.6055 | 375 |  | 269 | 334.8912 | 80.2859 | 162.2444 | 229.4116 | 7.0219 | 67.4787 | 140.9529 | 150.9269 | 9.6055 | 514
| 270 | 306.9387 | 62.0544 | 158.0171 | 221.4719 | 7.0219 | 67.6091 | 123.6071 | 288.777 | 9.6055 | 287 |  | 270 | 252.0984 | 63.4158 | 176.3256 | 230.3125 | 7.0219 | 64.1575 | 135.601 | 189.2152 | 9.6055 | 283 |  | 270 | 354.3423 | 68.5417 | 138.7334 | 218.9871 | 7.0219 | 69.8622 | 137.019 | 414.0734 | 9.6055 | 378 |  | 270 | 331.0512 | 79.5249 | 161.6718 | 229.2127 | 7.0219 | 67.4726 | 140.9544 | 150.7986 | 9.6055 | 516
| 271 | 303.1507 | 61.6615 | 157.4373 | 221.2585 | 7.0219 | 67.5988 | 123.5941 | 289.0291 | 9.6055 | 289 |  | 271 | 248.9878 | 62.9744 | 175.8053 | 230.0024 | 7.0219 | 64.1481 | 135.5926 | 189.2707 | 9.6055 | 285 |  | 271 | 350.2471 | 67.9668 | 138.0835 | 218.7968 | 7.0219 | 69.8531 | 137.0149 | 414.0807 | 9.6055 | 380 |  | 271 | 327.1382 | 78.9555 | 160.9806 | 229.0138 | 7.0219 | 67.467 | 140.9597 | 150.6854 | 9.6055 | 518
| 272 | 299.5665 | 61.1578 | 156.7647 | 221.0451 | 7.0219 | 67.5888 | 123.5835 | 289.2793 | 9.6055 | 291 |  | 272 | 246.0036 | 62.4638 | 175.1215 | 229.799 | 7.0219 | 64.1392 | 135.5869 | 189.3302 | 9.6055 | 286 |  | 272 | 346.0507 | 67.4927 | 137.5119 | 218.5284 | 7.0219 | 69.8443 | 137.0131 | 414.1031 | 9.6055 | 383 |  | 272 | 323.2388 | 78.3109 | 160.351 | 228.815 | 7.0219 | 67.4618 | 140.9688 | 150.5877 | 9.6055 | 520
| 273 | 296.0927 | 60.5352 | 156.1004 | 220.8317 | 7.0219 | 67.5794 | 123.5756 | 289.5277 | 9.6055 | 294 |  | 273 | 243.1906 | 61.8623 | 174.3572 | 229.5955 | 7.0219 | 64.1307 | 135.5838 | 189.394 | 9.6055 | 288 |  | 273 | 341.8792 | 66.9629 | 137.0475 | 218.1839 | 7.0219 | 69.8359 | 137.0137 | 414.1407 | 9.6055 | 385 |  | 273 | 319.5423 | 77.5485 | 159.6362 | 228.6161 | 7.0219 | 67.457 | 140.9817 | 150.5058 | 9.6055 | 522
| 274 | 292.3573 | 60.1625 | 155.5519 | 220.5143 | 7.0219 | 67.5704 | 123.5702 | 289.7741 | 9.6055 | 296 |  | 274 | 240.1871 | 61.3637 | 173.6806 | 229.392 | 7.0219 | 64.1225 | 135.5835 | 189.4619 | 9.6055 | 290 |  | 274 | 337.5187 | 66.5547 | 136.6504 | 217.8393 | 7.0219 | 69.8279 | 137.0167 | 414.1938 | 9.6055 | 388 |  | 274 | 315.536 | 77.0952 | 159.0707 | 228.2686 | 7.0219 | 67.4527 | 140.9985 | 150.4399 | 9.6055 | 524
| 275 | 288.7045 | 59.7326 | 155.0133 | 220.1616 | 7.0219 | 67.5619 | 123.5675 | 290.0185 | 9.6055 | 298 |  | 275 | 237.3811 | 60.764 | 172.9075 | 229.1885 | 7.0219 | 64.1148 | 135.5859 | 189.5341 | 9.6055 | 291 |  | 275 | 333.2875 | 66.0998 | 136.2331 | 217.4323 | 7.0219 | 69.8202 | 137.0221 | 414.2625 | 9.6055 | 390 |  | 275 | 311.5738 | 76.5672 | 158.5388 | 227.9184 | 7.0219 | 67.4489 | 141.0192 | 150.3902 | 9.6055 | 526
| 276 | 285.1917 | 59.24 | 154.3973 | 219.8089 | 7.0219 | 67.5538 | 123.5672 | 290.2601 | 9.6055 | 300 |  | 276 | 234.5167 | 60.265 | 172.1698 | 228.9074 | 7.0219 | 64.1074 | 135.5909 | 189.6101 | 9.6055 | 293 |  | 276 | 329.4907 | 65.4246 | 135.5558 | 217.0712 | 7.0219 | 69.8128 | 137.0297 | 414.3453 | 9.6055 | 393 |  | 276 | 307.6948 | 75.9911 | 157.9771 | 227.5625 | 7.0219 | 67.4455 | 141.0435 | 150.3559 | 9.6055 | 528
| 277 | 281.4478 | 58.8521 | 153.9887 | 219.3754 | 7.0219 | 67.5461 | 123.569 | 290.4983 | 9.6055 | 302 |  | 277 | 231.7055 | 59.8505 | 171.3403 | 228.5803 | 7.0219 | 64.1004 | 135.598 | 189.6892 | 9.6055 | 295 |  | 277 | 325.5077 | 64.7788 | 135.0352 | 216.7101 | 7.0219 | 69.8057 | 137.0391 | 414.4409 | 9.6055 | 395 |  | 277 | 303.7973 | 75.509 | 157.4387 | 227.1081 | 7.0219 | 67.4424 | 141.071 | 150.3364 | 9.6055 | 530
| 278 | 277.9366 | 58.4388 | 153.3061 | 219.0085 | 7.0219 | 67.5388 | 123.5727 | 290.7323 | 9.6055 | 304 |  | 278 | 228.703 | 59.4018 | 170.7364 | 228.2532 | 7.0219 | 64.0938 | 135.6071 | 189.7708 | 9.6055 | 296 |  | 278 | 322.5277 | 64.4482 | 134.65 | 216.3491 | 7.0219 | 69.7988 | 137.0502 | 414.5476 | 9.6055 | 397 |  | 278 | 300.0835 | 74.8978 | 156.7565 | 226.7428 | 7.0219 | 67.4397 | 141.1015 | 150.3308 | 9.6055 | 531
| 279 | 274.6514 | 57.9176 | 152.6667 | 218.6417 | 7.0219 | 67.5318 | 123.578 | 290.9613 | 9.6055 | 306 |  | 279 | 225.7455 | 58.8443 | 170.2047 | 227.9177 | 7.0219 | 64.0874 | 135.6179 | 189.8545 | 9.6055 | 298 |  | 279 | 319.9335 | 63.9815 | 134.1953 | 215.988 | 7.0219 | 69.7922 | 137.0625 | 414.6638 | 9.6055 | 400 |  | 279 | 296.7753 | 74.2834 | 156.2517 | 226.3776 | 7.0219 | 67.4374 | 141.1346 | 150.3382 | 9.6055 | 533
| 280 | 272.2796 | 57.5222 | 152.2965 | 218.2749 | 7.0219 | 67.5252 | 123.5847 | 291.1846 | 9.6055 | 308 |  | 280 | 222.707 | 58.4621 | 169.6521 | 227.5087 | 7.0219 | 64.0813 | 135.63 | 189.9396 | 9.6055 | 299 |  | 280 | 317.1236 | 63.6087 | 133.8626 | 215.6269 | 7.0219 | 69.7858 | 137.0759 | 414.788 | 9.6055 | 402 |  | 280 | 294.2148 | 73.7675 | 155.9255 | 226.0123 | 7.0219 | 67.4353 | 141.17 | 150.3579 | 9.6055 | 535
| 281 | 269.8319 | 57.1832 | 151.9427 | 217.9112 | 7.0219 | 67.5189 | 123.5925 | 291.4015 | 9.6055 | 310 |  | 281 | 219.8117 | 58.0044 | 168.9625 | 227.1692 | 7.0219 | 64.0754 | 135.6432 | 190.0255 | 9.6055 | 301 |  | 281 | 314.3514 | 63.2921 | 133.4921 | 215.2098 | 7.0219 | 69.7796 | 137.0901 | 414.9187 | 9.6055 | 404 |  | 281 | 291.5542 | 73.3869 | 155.5495 | 225.6614 | 7.0219 | 67.4335 | 141.2073 | 150.3891 | 9.6055 | 537
| 282 | 267.3365 | 56.8956 | 151.6022 | 217.5305 | 7.0219 | 67.5132 | 123.6011 | 291.6112 | 9.6055 | 312 |  | 282 | 217.7716 | 57.6746 | 168.5954 | 226.8296 | 7.0219 | 64.0698 | 135.6573 | 190.1117 | 9.6055 | 302 |  | 282 | 311.8007 | 62.7916 | 133.1444 | 214.7321 | 7.0219 | 69.7735 | 137.1048 | 415.0542 | 9.6055 | 406 |  | 282 | 289.1478 | 72.917 | 155.0548 | 225.2644 | 7.0219 | 67.4319 | 141.2461 | 150.4309 | 9.6055 | 538
| 283 | 265.3849 | 56.4671 | 151.0004 | 217.0083 | 7.0219 | 67.5077 | 123.6103 | 291.813 | 9.6055 | 314 |  | 283 | 215.7779 | 57.4439 | 168.0739 | 226.5014 | 7.0219 | 64.0643 | 135.6719 | 190.1975 | 9.6055 | 304 |  | 283 | 309.1311 | 62.2857 | 132.6599 | 214.5155 | 7.0219 | 69.7676 | 137.1197 | 415.1929 | 9.6055 | 409 |  | 283 | 286.8794 | 72.4652 | 154.5323 | 224.739 | 7.0219 | 67.4305 | 141.2863 | 150.4826 | 9.6055 | 540
| 284 | 263.1877 | 56.1211 | 150.4979 | 216.5497 | 7.0219 | 67.5023 | 123.6199 | 292.006 | 9.6055 | 316 |  | 284 | 214.0237 | 57.1107 | 167.5086 | 226.0799 | 7.0219 | 64.059 | 135.6867 | 190.2823 | 9.6055 | 305 |  | 284 | 306.422 | 61.8252 | 132.1341 | 214.3344 | 7.0219 | 69.7618 | 137.1346 | 415.3334 | 9.6055 | 411 |  | 284 | 284.4627 | 72.0114 | 154.0575 | 224.3163 | 7.0219 | 67.4293 | 141.3273 | 150.5433 | 9.6055 | 541
| 285 | 260.9591 | 55.6778 | 149.9883 | 216.227 | 7.0219 | 67.4971 | 123.6295 | 292.1897 | 9.6055 | 318 |  | 285 | 212.2193 | 56.7259 | 167.1027 | 225.6008 | 7.0219 | 64.0538 | 135.7016 | 190.3657 | 9.6055 | 307 |  | 285 | 303.3127 | 61.4898 | 131.8835 | 214.1533 | 7.0219 | 69.756 | 137.1491 | 415.4741 | 9.6055 | 413 |  | 285 | 282.0527 | 71.4099 | 153.4916 | 224.1256 | 7.0219 | 67.4282 | 141.3689 | 150.6123 | 9.6055 | 543
| 286 | 258.6185 | 55.1044 | 149.605 | 216.0201 | 7.0219 | 67.492 | 123.639 | 292.3631 | 9.6055 | 320 |  | 286 | 210.3023 | 56.3947 | 166.6832 | 225.1943 | 7.0219 | 64.0487 | 135.7161 | 190.4469 | 9.6055 | 308 |  | 286 | 300.4013 | 61.0885 | 131.5202 | 213.9526 | 7.0219 | 69.7503 | 137.163 | 415.6133 | 9.6055 | 415 |  | 286 | 279.6278 | 70.6642 | 153.0851 | 223.9349 | 7.0219 | 67.4272 | 141.4107 | 150.6887 | 9.6055 | 545
| 287 | 256.0527 | 54.7869 | 149.1911 | 215.8132 | 7.0219 | 67.487 | 123.648 | 292.5257 | 9.6055 | 322 |  | 287 | 208.7054 | 55.7952 | 166.1398 | 224.86 | 7.0219 | 64.0437 | 135.73 | 190.5255 | 9.6055 | 310 |  | 287 | 297.7507 | 60.6338 | 131.0601 | 213.6416 | 7.0219 | 69.7445 | 137.176 | 415.7495 | 9.6055 | 417 |  | 287 | 276.8134 | 70.2836 | 152.7027 | 223.7441 | 7.0219 | 67.4262 | 141.4525 | 150.7717 | 9.6055 | 546
| 288 | 253.7382 | 54.4441 | 148.6951 | 215.4622 | 7.0219 | 67.482 | 123.6564 | 292.6765 | 9.6055 | 324 |  | 288 | 206.7516 | 55.4713 | 165.6981 | 224.5053 | 7.0219 | 64.0388 | 135.7431 | 190.6008 | 9.6055 | 311 |  | 288 | 295.0383 | 60.2448 | 130.672 | 213.2546 | 7.0219 | 69.7388 | 137.1878 | 415.8812 | 9.6055 | 419 |  | 288 | 274.379 | 69.8339 | 152.1495 | 223.4134 | 7.0219 | 67.4253 | 141.4938 | 150.8604 | 9.6055 | 546
| 289 | 251.4333 | 54.0437 | 148.2745 | 215.084 | 7.0219 | 67.4771 | 123.6637 | 292.815 | 9.6055 | 326 |  | 289 | 204.8429 | 55.0132 | 165.3501 | 224.146 | 7.0219 | 64.0338 | 135.755 | 190.6722 | 9.6055 | 313 |  | 289 | 292.3828 | 59.7664 | 130.2294 | 212.9544 | 7.0219 | 69.7331 | 137.1982 | 416.0068 | 9.6055 | 421 |  | 289 | 271.8579 | 69.299 | 151.7243 | 223.1266 | 7.0219 | 67.4244 | 141.5343 | 150.9542 | 9.6055 | 547
| 290 | 249.1165 | 53.5921 | 147.8615 | 214.7613 | 7.0219 | 67.4721 | 123.6699 | 292.9402 | 9.6055 | 328 |  | 290 | 202.9412 | 54.6253 | 164.8416 | 223.8698 | 7.0219 | 64.0289 | 135.7655 | 190.7392 | 9.6055 | 314 |  | 290 | 289.5629 | 59.4298 | 129.7599 | 212.704 | 7.0219 | 69.7272 | 137.2069 | 416.1247 | 9.6055 | 423 |  | 290 | 269.3184 | 68.7666 | 151.3151 | 222.8397 | 7.0219 | 67.4234 | 141.5737 | 151.0522 | 9.6055 | 547
| 291 | 246.7207 | 53.2789 | 147.3781 | 214.4494 | 7.0219 | 67.4671 | 123.6746 | 293.0516 | 9.6055 | 329 |  | 291 | 201.2431 | 54.244 | 164.1282 | 223.5884 | 7.0219 | 64.0239 | 135.7743 | 190.8012 | 9.6055 | 315 |  | 291 | 286.7474 | 58.9778 | 129.3907 | 212.4642 | 7.0219 | 69.7213 | 137.2136 | 416.2334 | 9.6055 | 425 |  | 291 | 266.6927 | 68.3723 | 150.8071 | 222.5996 | 7.0219 | 67.4224 | 141.6117 | 151.1535 | 9.6055 | 549
| 292 | 244.389 | 52.934 | 146.8327 | 214.1672 | 7.0219 | 67.462 | 123.6775 | 293.1483 | 9.6055 | 331 |  | 292 | 199.4189 | 53.8742 | 163.5295 | 223.3071 | 7.0219 | 64.0188 | 135.7811 | 190.8575 | 9.6055 | 317 |  | 292 | 283.878 | 58.5926 | 128.9976 | 212.2353 | 7.0219 | 69.7153 | 137.218 | 416.3313 | 9.6055 | 427 |  | 292 | 264.1155 | 67.8935 | 150.3022 | 222.3925 | 7.0219 | 67.4213 | 141.6478 | 151.2575 | 9.6055 | 549
| 293 | 241.9259 | 52.5973 | 146.3904 | 213.9052 | 7.0219 | 67.4569 | 123.6785 | 293.2296 | 9.6055 | 333 |  | 293 | 197.458 | 53.5171 | 163.0691 | 223.0112 | 7.0219 | 64.0137 | 135.7856 | 190.9077 | 9.6055 | 318 |  | 293 | 281.127 | 58.1702 | 128.5686 | 211.9611 | 7.0219 | 69.7091 | 137.2198 | 416.4168 | 9.6055 | 429 |  | 293 | 261.4957 | 67.3987 | 149.8559 | 222.1854 | 7.0219 | 67.42 | 141.6819 | 151.3631 | 9.6055 | 550
| 294 | 239.6657 | 52.2041 | 145.8373 | 213.6075 | 7.0219 | 67.4516 | 123.6772 | 293.2948 | 9.6055 | 335 |  | 294 | 195.5865 | 53.0684 | 162.5823 | 222.7441 | 7.0219 | 64.0084 | 135.7876 | 190.951 | 9.6055 | 319 |  | 294 | 278.2971 | 57.8417 | 128.1574 | 211.6542 | 7.0219 | 69.7028 | 137.2189 | 416.4883 | 9.6055 | 431 |  | 294 | 258.9928 | 66.9437 | 149.2883 | 221.9428 | 7.0219 | 67.4186 | 141.7135 | 151.4698 | 9.6055 | 550
| 295 | 237.2211 | 51.8444 | 145.4916 | 213.2534 | 7.0219 | 67.4461 | 123.6735 | 293.3431 | 9.6055 | 336 |  | 295 | 193.585 | 52.6631 | 162.1612 | 222.4978 | 7.0219 | 64.003 | 135.7867 | 190.987 | 9.6055 | 320 |  | 295 | 275.6282 | 57.4148 | 127.8648 | 211.166 | 7.0219 | 69.6962 | 137.2148 | 416.5444 | 9.6055 | 433 |  | 295 | 256.4051 | 66.4927 | 148.8911 | 221.6108 | 7.0219 | 67.417 | 141.7422 | 151.5765 | 9.6055 | 552
| 296 | 234.9214 | 51.494 | 145.1621 | 212.7287 | 7.0219 | 67.4404 | 123.6669 | 293.3737 | 9.6055 | 338 |  | 296 | 191.6299 | 52.3497 | 161.6969 | 222.1565 | 7.0219 | 63.9974 | 135.7828 | 191.015 | 9.6055 | 322 |  | 296 | 273.096 | 57.0021 | 127.4212 | 210.6782 | 7.0219 | 69.6894 | 137.2073 | 416.5833 | 9.6055 | 434 |  | 296 | 253.9281 | 66.0847 | 148.5006 | 221.1183 | 7.0219 | 67.4152 | 141.7679 | 151.6826 | 9.6055 | 552
| 297 | 232.6998 | 51.128 | 144.7702 | 212.2041 | 7.0219 | 67.4346 | 123.6574 | 293.3859 | 9.6055 | 340 |  | 297 | 189.7549 | 52.0122 | 161.3036 | 221.6881 | 7.0219 | 63.9916 | 135.7754 | 191.0345 | 9.6055 | 323 |  | 297 | 270.1109 | 56.6881 | 127.1808 | 210.3411 | 7.0219 | 69.6824 | 137.1962 | 416.6037 | 9.6055 | 436 |  | 297 | 251.5079 | 65.6157 | 148.1118 | 220.6283 | 7.0219 | 67.413 | 141.79 | 151.7872 | 9.6055 | 553
| 298 | 230.3218 | 50.7965 | 144.3678 | 211.8118 | 7.0219 | 67.4284 | 123.6446 | 293.379 | 9.6055 | 341 |  | 298 | 187.7986 | 51.7751 | 160.8419 | 221.269 | 7.0219 | 63.9856 | 135.7643 | 191.0449 | 9.6055 | 324 |  | 298 | 267.2541 | 56.2883 | 126.8253 | 210.0766 | 7.0219 | 69.6751 | 137.1811 | 416.6038 | 9.6055 | 438 |  | 298 | 248.9527 | 65.1342 | 147.7148 | 220.2939 | 7.0219 | 67.4106 | 141.8084 | 151.8896 | 9.6055 | 553
| 299 | 227.9694 | 50.476 | 143.8992 | 211.4491 | 7.0219 | 67.422 | 123.6282 | 293.3522 | 9.6055 | 343 |  | 299 | 185.8766 | 51.3676 | 160.4339 | 220.9323 | 7.0219 | 63.9793 | 135.7493 | 191.0456 | 9.6055 | 325 |  | 299 | 264.4656 | 55.8953 | 126.4086 | 209.7983 | 7.0219 | 69.6674 | 137.1618 | 416.5821 | 9.6055 | 440 |  | 299 | 246.3933 | 64.7103 | 147.226 | 219.998 | 7.0219 | 67.4079 | 141.8226 | 151.9888 | 9.6055 | 554
| 300 | 225.5723 | 50.1904 | 143.3905 | 211.1363 | 7.0219 | 67.4153 | 123.6081 | 293.3048 | 9.6055 | 345 |  | 300 | 183.8908 | 51.0945 | 159.8847 | 220.6663 | 7.0219 | 63.9727 | 135.7301 | 191.0359 | 9.6055 | 326 |  | 300 | 261.8167 | 55.3936 | 126.0092 | 209.4717 | 7.0219 | 69.6595 | 137.1381 | 416.5372 | 9.6055 | 441 |  | 300 | 243.7275 | 64.339 | 146.7336 | 219.7594 | 7.0219 | 67.4048 | 141.8323 | 152.0841 | 9.6055 | 554
| 301 | 223.4163 | 49.8473 | 142.7333 | 210.7884 | 7.0219 | 67.4083 | 123.5839 | 293.236 | 9.6055 | 346 |  | 301 | 181.9762 | 50.7026 | 159.3575 | 220.4259 | 7.0219 | 63.9658 | 135.7063 | 191.0154 | 9.6055 | 327 |  | 301 | 259.3557 | 54.978 | 125.4119 | 209.0691 | 7.0219 | 69.6511 | 137.1095 | 416.4673 | 9.6055 | 443 |  | 301 | 241.1808 | 63.9601 | 146.1891 | 219.4615 | 7.0219 | 67.4013 | 141.8372 | 152.1748 | 9.6055 | 555
| 302 | 221.0734 | 49.5226 | 142.2976 | 210.3875 | 7.0219 | 67.4008 | 123.5554 | 293.1451 | 9.6055 | 348 |  | 302 | 180.0469 | 50.3971 | 158.8031 | 220.141 | 7.0219 | 63.9586 | 135.6778 | 190.9834 | 9.6055 | 328 |  | 302 | 256.6819 | 54.6081 | 125.0116 | 208.6366 | 7.0219 | 69.6424 | 137.0759 | 416.3709 | 9.6055 | 445 |  | 302 | 238.8171 | 63.4856 | 145.6139 | 219.1069 | 7.0219 | 67.3974 | 141.8369 | 152.2599 | 9.6055 | 555
| 303 | 218.9825 | 49.1227 | 141.7501 | 209.9217 | 7.0219 | 67.393 | 123.5223 | 293.0313 | 9.6055 | 349 |  | 303 | 178.2946 | 50.0809 | 158.1057 | 219.8326 | 7.0219 | 63.951 | 135.6441 | 190.9394 | 9.6055 | 330 |  | 303 | 254.1272 | 54.24 | 124.5216 | 208.1727 | 7.0219 | 69.6333 | 137.037 | 416.2465 | 9.6055 | 446 |  | 303 | 236.4889 | 63.0304 | 145.0423 | 218.6938 | 7.0219 | 67.393 | 141.8311 | 152.3388 | 9.6055 | 557
| 304 | 216.7873 | 48.8463 | 141.2294 | 209.4099 | 7.0219 | 67.3847 | 123.4845 | 292.8939 | 9.6055 | 351 |  | 304 | 176.7364 | 49.859 | 157.2175 | 219.4268 | 7.0219 | 63.943 | 135.6051 | 190.8827 | 9.6055 | 331 |  | 304 | 251.5422 | 53.8519 | 123.9809 | 207.8102 | 7.0219 | 69.6237 | 136.9925 | 416.0925 | 9.6055 | 448 |  | 304 | 234.1554 | 62.6257 | 144.4781 | 218.2283 | 7.0219 | 67.3882 | 141.8195 | 152.4117 | 9.6055 | 557
| 305 | 214.4007 | 48.5553 | 140.7836 | 209.029 | 7.0219 | 67.376 | 123.4415 | 292.7321 | 9.6055 | 352 |  | 305 | 175.0568 | 49.564 | 156.5752 | 218.9695 | 7.0219 | 63.9346 | 135.5605 | 190.8128 | 9.6055 | 332 |  | 305 | 248.9141 | 53.452 | 123.4528 | 207.4897 | 7.0219 | 69.6136 | 136.9421 | 415.9074 | 9.6055 | 449 |  | 305 | 231.601 | 62.2183 | 144.0102 | 217.8898 | 7.0219 | 67.3828 | 141.8017 | 152.4767 | 9.6055 | 558
| 306 | 212.281 | 48.2632 | 140.0417 | 208.6786 | 7.0219 | 67.3668 | 123.3932 | 292.5453 | 9.6055 | 354 |  | 306 | 173.6661 | 49.1645 | 155.7112 | 218.5495 | 7.0219 | 63.9257 | 135.5099 | 190.7291 | 9.6055 | 333 |  | 306 | 246.266 | 53.0773 | 122.8545 | 207.2342 | 7.0219 | 69.6031 | 136.8856 | 415.6895 | 9.6055 | 451 |  | 306 | 229.325 | 61.8176 | 143.2191 | 217.5897 | 7.0219 | 67.3768 | 141.7774 | 152.533 | 9.6055 | 558
| 307 | 210.3107 | 47.8364 | 139.2787 | 208.3345 | 7.0219 | 67.3571 | 123.3393 | 292.3325 | 9.6055 | 355 |  | 307 | 171.9165 | 48.9021 | 154.9689 | 218.2298 | 7.0219 | 63.9164 | 135.4531 | 190.631 | 9.6055 | 334 |  | 307 | 243.7141 | 52.7261 | 122.1366 | 206.9788 | 7.0219 | 69.592 | 136.8226 | 415.4373 | 9.6055 | 452 |  | 307 | 227.0504 | 61.3551 | 142.4539 | 217.3239 | 7.0219 | 67.3703 | 141.7463 | 152.5803 | 9.6055 | 559
| 308 | 208.0859 | 47.5735 | 138.5495 | 208.0472 | 7.0219 | 67.3468 | 123.2796 | 292.0932 | 9.6055 | 356 |  | 308 | 170.4032 | 48.5471 | 154.0752 | 217.9175 | 7.0219 | 63.9065 | 135.3899 | 190.5179 | 9.6055 | 334 |  | 308 | 240.9263 | 52.3961 | 121.6429 | 206.7137 | 7.0219 | 69.5803 | 136.7529 | 415.1493 | 9.6055 | 454 |  | 308 | 224.6101 | 60.9759 | 141.7356 | 217.0937 | 7.0219 | 67.3631 | 141.7079 | 152.6173 | 9.6055 | 559
| 309 | 205.8929 | 47.2055 | 137.8936 | 207.7599 | 7.0219 | 67.3359 | 123.2137 | 291.8265 | 9.6055 | 358 |  | 309 | 168.4175 | 48.2266 | 153.6196 | 217.6052 | 7.0219 | 63.8961 | 135.3198 | 190.3893 | 9.6055 | 335 |  | 309 | 238.2916 | 51.9951 | 121.1506 | 206.3652 | 7.0219 | 69.5681 | 136.6763 | 414.8238 | 9.6055 | 455 |  | 309 | 222.2077 | 60.4932 | 141.0829 | 216.8635 | 7.0219 | 67.3553 | 141.662 | 152.6431 | 9.6055 | 560
| 310 | 203.8775 | 46.8478 | 137.0989 | 207.4236 | 7.0219 | 67.3244 | 123.1415 | 291.5317 | 9.6055 | 359 |  | 310 | 166.8838 | 47.916 | 152.6776 | 217.3173 | 7.0219 | 63.8851 | 135.2427 | 190.2445 | 9.6055 | 336 |  | 310 | 235.7017 | 51.4963 | 120.7112 | 206.0168 | 7.0219 | 69.5553 | 136.5923 | 414.4593 | 9.6055 | 457 |  | 310 | 220.048 | 60.0067 | 140.2483 | 216.5763 | 7.0219 | 67.3468 | 141.6083 | 152.657 | 9.6055 | 560
| 311 | 201.7399 | 46.5313 | 136.4175 | 207.0549 | 7.0219 | 67.3123 | 123.0626 | 291.2081 | 9.6055 | 360 |  | 311 | 165.3471 | 47.5615 | 151.7536 | 217.0584 | 7.0219 | 63.8735 | 135.1583 | 190.083 | 9.6055 | 337 |  | 311 | 233.1787 | 51.1327 | 120.0625 | 205.6754 | 7.0219 | 69.5418 | 136.5009 | 414.0543 | 9.6055 | 458 |  | 311 | 217.7046 | 59.6484 | 139.5015 | 216.2568 | 7.0219 | 67.3376 | 141.5464 | 152.6585 | 9.6055 | 561
| 312 | 199.514 | 46.221 | 135.8183 | 206.6861 | 7.0219 | 67.2995 | 122.9769 | 290.8549 | 9.6055 | 362 |  | 312 | 163.7684 | 47.1814 | 150.9492 | 216.7474 | 7.0219 | 63.8614 | 135.0663 | 189.9041 | 9.6055 | 338 |  | 312 | 230.613 | 50.7871 | 119.4382 | 205.3347 | 7.0219 | 69.5277 | 136.4016 | 413.6071 | 9.6055 | 459 |  | 312 | 215.3431 | 59.2753 | 138.7876 | 215.9373 | 7.0219 | 67.3276 | 141.4759 | 152.6464 | 9.6055 | 561
| 313 | 197.2477 | 45.8372 | 135.3441 | 206.3062 | 7.0219 | 67.286 | 122.884 | 290.4713 | 9.6055 | 363 |  | 313 | 162.282 | 46.8142 | 150.0572 | 216.4189 | 7.0219 | 63.8485 | 134.9664 | 189.7074 | 9.6055 | 339 |  | 313 | 227.8209 | 50.4635 | 119.0484 | 204.9635 | 7.0219 | 69.5129 | 136.2942 | 413.1162 | 9.6055 | 461 |  | 313 | 212.9188 | 58.7395 | 138.322 | 215.5948 | 7.0219 | 67.3169 | 141.3966 | 152.6198 | 9.6055 | 562
| 314 | 195.4776 | 45.5176 | 134.3205 | 205.9153 | 7.0219 | 67.2717 | 122.7837 | 290.0567 | 9.6055 | 364 |  | 314 | 160.636 | 46.5685 | 149.2032 | 216.0903 | 7.0219 | 63.835 | 134.8584 | 189.498 | 9.6055 | 340 |  | 314 | 225.4224 | 50.0995 | 118.3054 | 204.5924 | 7.0219 | 69.4973 | 136.1784 | 412.5813 | 9.6055 | 462 |  | 314 | 210.9668 | 58.3531 | 137.2359 | 215.2514 | 7.0219 | 67.3053 | 141.308 | 152.5779 | 9.6055 | 562
| 315 | 193.5388 | 45.2281 | 133.4355 | 205.5244 | 7.0219 | 67.2568 | 122.6758 | 289.6102 | 9.6055 | 365 |  | 315 | 159.1098 | 46.2618 | 148.2941 | 215.7582 | 7.0219 | 63.8208 | 134.7418 | 189.2697 | 9.6055 | 340 |  | 315 | 223.0337 | 49.7576 | 117.5307 | 204.2213 | 7.0219 | 69.481 | 136.0541 | 412.0393 | 9.6055 | 463 |  | 315 | 208.7243 | 58.025 | 136.382 | 214.9079 | 7.0219 | 67.2929 | 141.2099 | 152.5199 | 9.6055 | 563
| 316 | 191.4856 | 45.0236 | 132.5799 | 205.1335 | 7.0219 | 67.241 | 122.5599 | 289.1312 | 9.6055 | 367 |  | 316 | 157.4902 | 46.0742 | 147.4202 | 215.3651 | 7.0219 | 63.8059 | 134.6166 | 189.0216 | 9.6055 | 341 |  | 316 | 220.6544 | 49.5325 | 116.6297 | 203.8501 | 7.0219 | 69.464 | 135.9207 | 411.4489 | 9.6055 | 464 |  | 316 | 206.4392 | 57.7236 | 135.5438 | 214.5644 | 7.0219 | 67.2796 | 141.1019 | 152.4451 | 9.6055 | 563
| 317 | 189.4197 | 44.7843 | 131.7717 | 204.7427 | 7.0219 | 67.2244 | 122.4359 | 288.6188 | 9.6055 | 368 |  | 317 | 155.7725 | 45.8033 | 146.6852 | 215.0145 | 7.0219 | 63.7902 | 134.4823 | 188.7532 | 9.6055 | 342 |  | 317 | 218.1203 | 49.1729 | 116.018 | 203.479 | 7.0219 | 69.4461 | 135.7782 | 410.808 | 9.6055 | 465 |  | 317 | 204.1658 | 57.3421 | 134.7742 | 214.221 | 7.0219 | 67.2655 | 140.9836 | 152.3525 | 9.6055 | 564
| 318 | 187.2671 | 44.554 | 131.0413 | 204.3518 | 7.0219 | 67.2069 | 122.3035 | 288.0724 | 9.6055 | 369 |  | 318 | 153.8528 | 45.5331 | 146.1516 | 214.6638 | 7.0219 | 63.7737 | 134.3387 | 188.4638 | 9.6055 | 343 |  | 318 | 215.7749 | 48.8006 | 115.2303 | 203.1079 | 7.0219 | 69.4279 | 135.6262 | 410.1147 | 9.6055 | 466 |  | 318 | 201.8893 | 57.035 | 133.9333 | 213.8775 | 7.0219 | 67.2508 | 140.8549 | 152.2414 | 9.6055 | 564
| 319 | 185.2063 | 44.1913 | 130.3515 | 203.9609 | 7.0219 | 67.1885 | 122.1623 | 287.4912 | 9.6055 | 370 |  | 319 | 152.2298 | 45.3073 | 145.277 | 214.3132 | 7.0219 | 63.7564 | 134.1856 | 188.1528 | 9.6055 | 343 |  | 319 | 213.3574 | 48.4553 | 114.4877 | 202.7367 | 7.0219 | 69.4087 | 135.4644 | 409.3675 | 9.6055 | 468 |  | 319 | 199.5903 | 56.5399 | 133.3028 | 213.534 | 7.0219 | 67.2351 | 140.7152 | 152.1109 | 9.6055 | 565
| 320 | 182.7566 | 43.8989 | 129.9804 | 203.57 | 7.0219 | 67.1693 | 122.0122 | 286.8743 | 9.6055 | 371 |  | 320 | 150.5083 | 44.9493 | 144.633 | 213.9625 | 7.0219 | 63.7385 | 134.0226 | 187.8197 | 9.6055 | 344 |  | 320 | 210.9779 | 48.0975 | 114.0154 | 202.3991 | 7.0219 | 69.3887 | 135.2927 | 408.5645 | 9.6055 | 469 |  | 320 | 197.0827 | 56.1611 | 132.7646 | 213.1906 | 7.0219 | 67.2184 | 140.5642 | 151.9603 | 9.6055 | 565
| 321 | 180.5492 | 43.579 | 129.3944 | 203.1791 | 7.0219 | 67.1491 | 121.8529 | 286.2212 | 9.6055 | 372 |  | 321 | 148.9497 | 44.7109 | 143.7064 | 213.6119 | 7.0219 | 63.7199 | 133.8494 | 187.4638 | 9.6055 | 345 |  | 321 | 208.8674 | 47.8528 | 113.5122 | 202.1104 | 7.0219 | 69.3678 | 135.1106 | 407.7042 | 9.6055 | 470 |  | 321 | 194.9558 | 55.7819 | 132.302 | 212.8471 | 7.0219 | 67.2006 | 140.4017 | 151.7887 | 9.6055 | 566
| 322 | 178.6897 | 43.3142 | 128.4412 | 202.7882 | 7.0219 | 67.1279 | 121.6842 | 285.5311 | 9.6055 | 373 |  | 322 | 147.2645 | 44.4645 | 142.9146 | 213.2612 | 7.0219 | 63.7003 | 133.6659 | 187.0845 | 9.6055 | 345 |  | 322 | 206.8092 | 47.5008 | 113.1083 | 201.7778 | 7.0219 | 69.3459 | 134.9179 | 406.7849 | 9.6055 | 471 |  | 322 | 193.4517 | 55.5636 | 131.3335 | 212.5036 | 7.0219 | 67.1817 | 140.2273 | 151.5953 | 9.6055 | 566
| 323 | 177.0792 | 43.1455 | 127.75 | 202.3656 | 7.0219 | 67.1057 | 121.5057 | 284.8031 | 9.6055 | 374 |  | 323 | 145.8166 | 44.2597 | 141.8437 | 212.9106 | 7.0219 | 63.6798 | 133.4716 | 186.6813 | 9.6055 | 346 |  | 323 | 204.8802 | 47.241 | 112.5508 | 201.3772 | 7.0219 | 69.3231 | 134.7143 | 405.8048 | 9.6055 | 472 |  | 323 | 191.6764 | 55.3015 | 130.6403 | 212.2001 | 7.0219 | 67.1617 | 140.0406 | 151.3792 | 9.6055 | 567
| 324 | 175.5795 | 42.9511 | 126.9935 | 201.9233 | 7.0219 | 67.0825 | 121.3172 | 284.0366 | 9.6055 | 375 |  | 324 | 144.3276 | 44.0429 | 140.9658 | 212.56 | 7.0219 | 63.6583 | 133.2664 | 186.2535 | 9.6055 | 346 |  | 324 | 203.1235 | 47.0683 | 111.7948 | 200.9157 | 7.0219 | 69.2992 | 134.4996 | 404.7623 | 9.6055 | 472 |  | 324 | 189.9909 | 55.0771 | 129.9096 | 211.8066 | 7.0219 | 67.1406 | 139.8414 | 151.1398 | 9.6055 | 567
| 325 | 174.136 | 42.7976 | 126.1782 | 201.4427 | 7.0219 | 67.0583 | 121.1186 | 283.2307 | 9.6055 | 376 |  | 325 | 143.2556 | 43.8085 | 140.1672 | 212.1069 | 7.0219 | 63.6359 | 133.0499 | 185.8006 | 9.6055 | 347 |  | 325 | 201.5292 | 46.735 | 111.0434 | 200.4477 | 7.0219 | 69.2743 | 134.2735 | 403.6557 | 9.6055 | 473 |  | 325 | 188.5129 | 54.8112 | 129.0563 | 211.3694 | 7.0219 | 67.1182 | 139.6292 | 150.8761 | 9.6055 | 567
| 326 | 172.9908 | 42.6386 | 125.0734 | 200.9586 | 7.0219 | 67.0329 | 120.9094 | 282.3849 | 9.6055 | 377 |  | 326 | 142.0849 | 43.6183 | 139.4511 | 211.6258 | 7.0219 | 63.6124 | 132.8219 | 185.3219 | 9.6055 | 347 |  | 326 | 199.9655 | 46.5664 | 110.0999 | 199.9767 | 7.0219 | 69.2483 | 134.0357 | 402.4832 | 9.6055 | 474 |  | 326 | 187.1325 | 54.6438 | 128.0072 | 210.9323 | 7.0219 | 67.0946 | 139.4037 | 150.5873 | 9.6055 | 567
| 327 | 171.4463 | 42.3682 | 124.4835 | 200.4705 | 7.0219 | 67.0064 | 120.6894 | 281.4982 | 9.6055 | 378 |  | 327 | 141.2496 | 43.3388 | 138.4888 | 211.1447 | 7.0219 | 63.5878 | 132.582 | 184.8167 | 9.6055 | 348 |  | 327 | 198.1516 | 46.2633 | 109.4988 | 199.5479 | 7.0219 | 69.2213 | 133.7859 | 401.2433 | 9.6055 | 475 |  | 327 | 185.5153 | 54.374 | 127.3008 | 210.4915 | 7.0219 | 67.0698 | 139.1647 | 150.2727 | 9.6055 | 568
| 328 | 170.0207 | 42.1009 | 123.7715 | 199.9823 | 7.0219 | 66.9788 | 120.4585 | 280.5701 | 9.6055 | 379 |  | 328 | 140.3185 | 42.9285 | 137.7571 | 210.6596 | 7.0219 | 63.5622 | 132.33 | 184.2847 | 9.6055 | 348 |  | 328 | 196.2422 | 46.098 | 108.8022 | 199.1723 | 7.0219 | 69.1931 | 133.5239 | 399.9342 | 9.6055 | 476 |  | 328 | 184.0195 | 54.0057 | 126.5757 | 210.0464 | 7.0219 | 67.0437 | 138.9117 | 149.9314 | 9.6055 | 568
| 329 | 168.7725 | 41.7102 | 123.0055 | 199.4942 | 7.0219 | 66.9499 | 120.2163 | 279.5996 | 9.6055 | 379 |  | 329 | 139.7103 | 42.5752 | 136.6292 | 210.1909 | 7.0219 | 63.5355 | 132.0657 | 183.725 | 9.6055 | 348 |  | 329 | 194.295 | 45.9791 | 108.097 | 198.7967 | 7.0219 | 69.1638 | 133.2493 | 398.5543 | 9.6055 | 476 |  | 329 | 182.7489 | 53.5 | 125.6916 | 209.6727 | 7.0219 | 67.0162 | 138.6445 | 149.5626 | 9.6055 | 569
| 330 | 167.7646 | 41.3776 | 121.866 | 199.0812 | 7.0219 | 66.9199 | 119.9626 | 278.5861 | 9.6055 | 380 |  | 330 | 138.8894 | 42.342 | 135.5735 | 209.7426 | 7.0219 | 63.5076 | 131.7887 | 183.1372 | 9.6055 | 348 |  | 330 | 192.8202 | 45.8212 | 106.9583 | 198.4211 | 7.0219 | 69.1333 | 132.962 | 397.1018 | 9.6055 | 477 |  | 330 | 181.5856 | 53.1378 | 124.5384 | 209.3171 | 7.0219 | 66.9874 | 138.3626 | 149.1654 | 9.6055 | 569
| 331 | 166.501 | 41.2075 | 120.8155 | 198.6725 | 7.0219 | 66.8886 | 119.697 | 277.5288 | 9.6055 | 381 |  | 331 | 138.1155 | 42.1816 | 134.398 | 209.2942 | 7.0219 | 63.4786 | 131.4987 | 182.5205 | 9.6055 | 349 |  | 331 | 191.0652 | 45.5076 | 106.2557 | 198.0455 | 7.0219 | 69.1017 | 132.6615 | 395.5751 | 9.6055 | 478 |  | 331 | 180.2418 | 52.8427 | 123.4987 | 208.9616 | 7.0219 | 66.9572 | 138.0658 | 148.7392 | 9.6055 | 570
| 332 | 165.5423 | 41.1022 | 119.3952 | 198.2639 | 7.0219 | 66.8561 | 119.4195 | 276.4271 | 9.6055 | 382 |  | 332 | 137.5984 | 41.9673 | 133.0194 | 208.8459 | 7.0219 | 63.4484 | 131.1955 | 181.8745 | 9.6055 | 349 |  | 332 | 189.6223 | 45.2761 | 105.1588 | 197.6699 | 7.0219 | 69.0687 | 132.3477 | 393.9725 | 9.6055 | 479 |  | 332 | 179.1339 | 52.6721 | 122.0985 | 208.6061 | 7.0219 | 66.9256 | 137.7536 | 148.2829 | 9.6055 | 570
| 333 | 164.8485 | 40.865 | 117.8418 | 197.8552 | 7.0219 | 66.8222 | 119.1296 | 275.28 | 9.6055 | 382 |  | 333 | 137.2019 | 41.6765 | 131.5855 | 208.409 | 7.0219 | 63.4169 | 130.8788 | 181.1985 | 9.6055 | 349 |  | 333 | 188.6445 | 45.1185 | 103.5229 | 197.2942 | 7.0219 | 69.0346 | 132.0203 | 392.2923 | 9.6055 | 479 |  | 333 | 178.3771 | 52.4673 | 120.3814 | 208.2505 | 7.0219 | 66.8925 | 137.4259 | 147.796 | 9.6055 | 570
| 334 | 164.001 | 40.6213 | 116.4487 | 197.4465 | 7.0219 | 66.787 | 118.8272 | 274.0869 | 9.6055 | 383 |  | 334 | 136.6657 | 41.6377 | 129.9889 | 208.0226 | 7.0219 | 63.3842 | 130.5483 | 180.4919 | 9.6055 | 349 |  | 334 | 187.4293 | 44.8438 | 102.2728 | 196.8872 | 7.0219 | 68.9991 | 131.6789 | 390.5328 | 9.6055 | 480 |  | 334 | 177.5356 | 52.1287 | 118.8829 | 207.895 | 7.0219 | 66.8579 | 137.0822 | 147.2774 | 9.6055 | 570
| 335 | 163.3006 | 40.3313 | 114.967 | 197.0257 | 7.0219 | 66.7505 | 118.512 | 272.8471 | 9.6055 | 384 |  | 335 | 136.1572 | 41.4782 | 128.485 | 207.6361 | 7.0219 | 63.3502 | 130.2038 | 179.7541 | 9.6055 | 350 |  | 335 | 186.3856 | 44.4306 | 101.0025 | 196.4676 | 7.0219 | 68.9623 | 131.3234 | 388.6924 | 9.6055 | 480 |  | 335 | 176.7345 | 51.7097 | 117.4354 | 207.5285 | 7.0219 | 66.8217 | 136.7222 | 146.7264 | 9.6055 | 571
| 336 | 162.4844 | 40.0769 | 113.5916 | 196.5787 | 7.0219 | 66.7125 | 118.1837 | 271.5598 | 9.6055 | 384 |  | 336 | 135.6581 | 41.2625 | 127.028 | 207.2497 | 7.0219 | 63.3149 | 129.8448 | 178.9845 | 9.6055 | 350 |  | 336 | 185.0822 | 44.0788 | 99.9305 | 196.0479 | 7.0219 | 68.9242 | 130.9534 | 386.7692 | 9.6055 | 480 |  | 336 | 175.7555 | 51.4 | 116.087 | 207.1312 | 7.0219 | 66.784 | 136.3456 | 146.1422 | 9.6055 | 571
| 337 | 161.5705 | 39.867 | 112.2693 | 196.1318 | 7.0219 | 66.6731 | 117.8421 | 270.2242 | 9.6055 | 385 |  | 337 | 135.078 | 41.0434 | 125.6725 | 206.8464 | 7.0219 | 63.2783 | 129.4713 | 178.1825 | 9.6055 | 350 |  | 337 | 184.0632 | 43.7427 | 98.5583 | 195.6283 | 7.0219 | 68.8847 | 130.5686 | 384.7618 | 9.6055 | 481 |  | 337 | 174.7047 | 51.134 | 114.7669 | 206.734 | 7.0219 | 66.7447 | 135.952 | 145.524 | 9.6055 | 571
| 338 | 160.3877 | 39.5641 | 111.3091 | 195.6848 | 7.0219 | 66.6323 | 117.4869 | 268.8396 | 9.6055 | 386 |  | 338 | 134.6407 | 40.7416 | 124.2722 | 206.4277 | 7.0219 | 63.2403 | 129.0828 | 177.3475 | 9.6055 | 350 |  | 338 | 182.4718 | 43.4912 | 97.6693 | 195.2133 | 7.0219 | 68.8437 | 130.1689 | 382.6683 | 9.6055 | 481 |  | 338 | 173.4187 | 50.792 | 113.7579 | 206.3368 | 7.0219 | 66.7038 | 135.541 | 144.871 | 9.6055 | 571
| 339 | 159.391 | 39.2253 | 110.1985 | 195.2379 | 7.0219 | 66.59 | 117.1178 | 267.4052 | 9.6055 | 386 |  | 339 | 134.2285 | 40.347 | 122.9394 | 206.009 | 7.0219 | 63.2009 | 128.6792 | 176.4789 | 9.6055 | 350 |  | 339 | 181.0806 | 43.018 | 96.8008 | 194.7993 | 7.0219 | 68.8014 | 129.7538 | 380.4871 | 9.6055 | 481 |  | 339 | 172.2607 | 50.4066 | 112.6644 | 205.9395 | 7.0219 | 66.6612 | 135.1124 | 144.1823 | 9.6055 | 572
| 340 | 158.3554 | 38.9007 | 109.1126 | 194.7909 | 7.0219 | 66.5462 | 116.7347 | 265.9204 | 9.6055 | 387 |  | 340 | 133.9087 | 39.827 | 121.6397 | 205.5904 | 7.0219 | 63.1601 | 128.26 | 175.5762 | 9.6055 | 350 |  | 340 | 179.685 | 42.7117 | 95.7698 | 194.3852 | 7.0219 | 68.7576 | 129.3231 | 378.2165 | 9.6055 | 481 |  | 340 | 171.1915 | 49.9144 | 111.5888 | 205.5423 | 7.0219 | 66.6169 | 134.6659 | 143.4571 | 9.6055 | 572
| 341 | 157.6096 | 38.328 | 107.9851 | 194.344 | 7.0219 | 66.5009 | 116.3371 | 264.3843 | 9.6055 | 387 |  | 341 | 133.6726 | 39.0388 | 120.5245 | 205.1717 | 7.0219 | 63.1178 | 127.8252 | 174.6386 | 9.6055 | 351 |  | 341 | 178.1339 | 42.2628 | 95.037 | 193.9712 | 7.0219 | 68.7123 | 128.8767 | 375.8548 | 9.6055 | 482 |  | 341 | 170.4521 | 49.193 | 110.4126 | 205.1451 | 7.0219 | 66.5709 | 134.201 | 142.6946 | 9.6055 | 572
| 342 | 156.9774 | 37.8764 | 106.6229 | 193.897 | 7.0219 | 66.4541 | 115.925 | 262.7962 | 9.6055 | 388 |  | 342 | 133.6207 | 38.3482 | 119.1275 | 204.7531 | 7.0219 | 63.074 | 127.3742 | 173.6655 | 9.6055 | 351 |  | 342 | 176.6667 | 41.9361 | 94.0776 | 193.5777 | 7.0219 | 68.6655 | 128.414 | 373.4003 | 9.6055 | 482 |  | 342 | 169.7832 | 48.634 | 109.0035 | 204.7479 | 7.0219 | 66.5231 | 133.7174 | 141.8941 | 9.6055 | 572
| 343 | 156.3247 | 36.9659 | 105.7401 | 193.4501 | 7.0219 | 66.4056 | 115.498 | 261.1555 | 9.6055 | 388 |  | 343 | 133.5898 | 37.2568 | 118.1103 | 204.3344 | 7.0219 | 63.0287 | 126.907 | 172.6565 | 9.6055 | 351 |  | 343 | 175.4923 | 41.1127 | 93.3116 | 193.1945 | 7.0219 | 68.6171 | 127.935 | 370.8514 | 9.6055 | 482 |  | 343 | 169.1971 | 47.5076 | 108.0742 | 204.3556 | 7.0219 | 66.4735 | 133.2149 | 141.0546 | 9.6055 | 573
| 344 | 155.8431 | 35.9664 | 104.7746 | 193.0037 | 7.0219 | 66.3556 | 115.0558 | 259.4612 | 9.6055 | 388 |  | 344 | 133.5213 | 36.2944 | 117.0017 | 203.9157 | 7.0219 | 62.9819 | 126.4232 | 171.6109 | 9.6055 | 351 |  | 344 | 174.6327 | 40.2314 | 92.2887 | 192.8114 | 7.0219 | 68.5672 | 127.4393 | 368.2063 | 9.6055 | 482 |  | 344 | 168.7125 | 46.3394 | 107.0849 | 203.9634 | 7.0219 | 66.422 | 132.693 | 140.1753 | 9.6055 | 573
| 345 | 155.6924 | 34.7638 | 103.6775 | 192.561 | 7.0219 | 66.3038 | 114.5983 | 257.7127 | 9.6055 | 389 |  | 345 | 133.4081 | 35.4223 | 115.8475 | 203.4971 | 7.0219 | 62.9335 | 125.9224 | 170.528 | 9.6055 | 351 |  | 345 | 173.9238 | 39.2305 | 91.25 | 192.413 | 7.0219 | 68.5157 | 126.9266 | 365.4634 | 9.6055 | 482 |  | 345 | 168.5509 | 44.8157 | 106.1283 | 203.5712 | 7.0219 | 66.3687 | 132.1514 | 139.2555 | 9.6055 | 573
| 346 | 155.071 | 33.9907 | 102.6217 | 192.1184 | 7.0219 | 66.2504 | 114.1251 | 255.9092 | 9.6055 | 389 |  | 346 | 133.2094 | 34.6294 | 114.6996 | 203.0784 | 7.0219 | 62.8834 | 125.4046 | 169.4074 | 9.6055 | 351 |  | 346 | 173.1695 | 38.0605 | 90.4348 | 192.0056 | 7.0219 | 68.4625 | 126.3967 | 362.621 | 9.6055 | 482 |  | 346 | 167.97 | 43.7863 | 105.0966 | 203.179 | 7.0219 | 66.3135 | 131.5898 | 138.2944 | 9.6055 | 573
| 347 | 154.5235 | 32.9684 | 101.7424 | 191.6745 | 7.0219 | 66.1952 | 113.636 | 254.05 | 9.6055 | 390 |  | 347 | 132.7679 | 33.8617 | 113.7693 | 202.6598 | 7.0219 | 62.8318 | 124.8692 | 168.2483 | 9.6055 | 351 |  | 347 | 172.3846 | 36.9029 | 89.6377 | 191.5983 | 7.0219 | 68.4077 | 125.8493 | 359.6774 | 9.6055 | 483 |  | 347 | 167.474 | 42.5368 | 104.1818 | 202.8049 | 7.0219 | 66.2563 | 131.0079 | 137.2911 | 9.6055 | 574
| 348 | 153.8464 | 32.3456 | 100.6122 | 191.2116 | 7.0219 | 66.1382 | 113.1308 | 252.1343 | 9.6055 | 390 |  | 348 | 132.3547 | 33.2138 | 112.691 | 202.2411 | 7.0219 | 62.7785 | 124.3162 | 167.0502 | 9.6055 | 351 |  | 348 | 171.8105 | 35.8747 | 88.5004 | 191.1909 | 7.0219 | 68.3512 | 125.2841 | 356.6308 | 9.6055 | 483 |  | 348 | 166.855 | 41.6806 | 103.0112 | 202.4166 | 7.0219 | 66.1972 | 130.4053 | 136.2448 | 9.6055 | 574
| 349 | 152.9627 | 31.6948 | 99.7167 | 190.7486 | 7.0219 | 66.0795 | 112.6091 | 250.1614 | 9.6055 | 390 |  | 349 | 131.6413 | 32.7475 | 111.7311 | 201.8224 | 7.0219 | 62.7235 | 123.7451 | 165.8124 | 9.6055 | 352 |  | 349 | 170.7747 | 35.0705 | 87.6009 | 190.7836 | 7.0219 | 68.2929 | 124.7008 | 353.4798 | 9.6055 | 483 |  | 349 | 166.0062 | 40.8169 | 102.0779 | 202.0282 | 7.0219 | 66.136 | 129.7817 | 135.1546 | 9.6055 | 574
| 350 | 151.7585 | 31.0687 | 99.117 | 190.2857 | 7.0219 | 66.0189 | 112.0707 | 248.1306 | 9.6055 | 390 |  | 350 | 130.8382 | 32.0749 | 111.0707 | 201.4004 | 7.0219 | 62.6668 | 123.1558 | 164.5345 | 9.6055 | 352 |  | 350 | 169.6486 | 34.2671 | 86.7909 | 190.3762 | 7.0219 | 68.2329 | 124.0992 | 350.2224 | 9.6055 | 483 |  | 350 | 164.7792 | 40.0204 | 101.4555 | 201.6399 | 7.0219 | 66.0729 | 129.1366 | 134.0199 | 9.6055 | 574
| 351 | 150.719 | 30.4406 | 98.3545 | 189.8227 | 7.0219 | 65.9565 | 111.5154 | 246.041 | 9.6055 | 391 |  | 351 | 129.8362 | 31.5536 | 110.471 | 200.9651 | 7.0219 | 62.6084 | 122.5479 | 163.2157 | 9.6055 | 352 |  | 351 | 168.3168 | 33.5724 | 86.0778 | 189.9689 | 7.0219 | 68.1712 | 123.4789 | 346.8571 | 9.6055 | 483 |  | 351 | 163.7071 | 39.2119 | 100.6904 | 201.2515 | 7.0219 | 66.0076 | 128.4699 | 132.8396 | 9.6055 | 574
| 352 | 149.5224 | 29.8772 | 97.6648 | 189.3795 | 7.0219 | 65.8922 | 110.9429 | 243.892 | 9.6055 | 391 |  | 352 | 128.7279 | 31.1054 | 109.9047 | 200.5299 | 7.0219 | 62.5482 | 121.9212 | 161.8555 | 9.6055 | 352 |  | 352 | 167.0589 | 32.7958 | 85.3728 | 189.5615 | 7.0219 | 68.1076 | 122.8398 | 343.3822 | 9.6055 | 483 |  | 352 | 162.476 | 38.4927 | 99.9947 | 200.8632 | 7.0219 | 65.9402 | 127.7812 | 131.6132 | 9.6055 | 574
| 353 | 148.232 | 29.2711 | 97.1101 | 188.9378 | 7.0219 | 65.826 | 110.353 | 241.6828 | 9.6055 | 391 |  | 353 | 127.7194 | 30.7354 | 109.1603 | 200.0946 | 7.0219 | 62.4861 | 121.2753 | 160.4532 | 9.6055 | 352 |  | 353 | 165.7286 | 31.9999 | 84.7595 | 189.1542 | 7.0219 | 68.0422 | 122.1814 | 339.7959 | 9.6055 | 484 |  | 353 | 161.1045 | 37.7769 | 99.4363 | 200.4748 | 7.0219 | 65.8707 | 127.0701 | 130.3396 | 9.6055 | 574
| 354 | 146.7813 | 28.8784 | 96.5023 | 188.496 | 7.0219 | 65.7578 | 109.7453 | 239.4127 | 9.6055 | 391 |  | 354 | 126.6852 | 30.4738 | 108.3331 | 199.6594 | 7.0219 | 62.4223 | 120.61 | 159.0083 | 9.6055 | 352 |  | 354 | 164.0779 | 31.408 | 84.2625 | 188.7468 | 7.0219 | 67.975 | 121.5037 | 336.0967 | 9.6055 | 484 |  | 354 | 159.6007 | 37.2411 | 98.83 | 200.0865 | 7.0219 | 65.799 | 126.3362 | 129.0182 | 9.6055 | 574
| 355 | 145.3005 | 28.6233 | 95.7977 | 188.0434 | 7.0219 | 65.6876 | 109.1197 | 237.0809 | 9.6055 | 391 |  | 355 | 125.6443 | 30.2502 | 107.4841 | 199.2149 | 7.0219 | 62.3566 | 119.925 | 157.5249 | 9.6055 | 352 |  | 355 | 162.3384 | 31.0779 | 83.6067 | 188.3252 | 7.0219 | 67.9059 | 120.8061 | 332.3045 | 9.6055 | 484 |  | 355 | 157.996 | 36.9 | 98.1299 | 199.6981 | 7.0219 | 65.7251 | 125.5794 | 127.6493 | 9.6055 | 575
| 356 | 143.8925 | 28.4681 | 94.9511 | 187.5603 | 7.0219 | 65.6155 | 108.4758 | 234.6866 | 9.6055 | 391 |  | 356 | 124.2552 | 30.0341 | 107.0029 | 198.743 | 7.0219 | 62.2892 | 119.2201 | 156.0046 | 9.6055 | 352 |  | 356 | 160.5879 | 30.8505 | 82.8915 | 187.8715 | 7.0219 | 67.8354 | 120.0886 | 328.4534 | 9.6055 | 484 |  | 356 | 156.4925 | 36.7136 | 97.2083 | 199.2755 | 7.0219 | 65.6497 | 124.7991 | 126.2331 | 9.6055 | 575
| 357 | 142.2867 | 28.2053 | 94.4099 | 187.0771 | 7.0219 | 65.5413 | 107.8135 | 232.2291 | 9.6055 | 391 |  | 357 | 122.7882 | 29.7947 | 106.623 | 198.2711 | 7.0219 | 62.2204 | 118.4949 | 154.4407 | 9.6055 | 352 |  | 357 | 158.8778 | 30.5556 | 82.2032 | 187.4178 | 7.0219 | 67.7633 | 119.3508 | 324.4897 | 9.6055 | 484 |  | 357 | 154.7795 | 36.3874 | 96.6465 | 198.8422 | 7.0219 | 65.5722 | 123.9951 | 124.7688 | 9.6055 | 575
| 358 | 140.5468 | 28.0022 | 93.943 | 186.594 | 7.0219 | 65.465 | 107.1324 | 229.7077 | 9.6055 | 391 |  | 358 | 121.5181 | 29.5987 | 106.0029 | 197.7992 | 7.0219 | 62.1496 | 117.7492 | 152.8325 | 9.6055 | 352 |  | 358 | 156.8286 | 30.3045 | 81.8103 | 186.9641 | 7.0219 | 67.6892 | 118.5925 | 320.4118 | 9.6055 | 484 |  | 358 | 152.9203 | 36.1306 | 96.1617 | 198.4089 | 7.0219 | 65.4924 | 123.167 | 123.2537 | 9.6055 | 575
| 359 | 138.9876 | 27.8089 | 93.2856 | 186.1108 | 7.0219 | 65.3866 | 106.4323 | 227.1216 | 9.6055 | 391 |  | 359 | 120.3593 | 29.3372 | 105.3369 | 197.3273 | 7.0219 | 62.0769 | 116.9826 | 151.1795 | 9.6055 | 352 |  | 359 | 154.9701 | 29.975 | 81.3052 | 186.5104 | 7.0219 | 67.6131 | 117.8132 | 316.2182 | 9.6055 | 484 |  | 359 | 151.1843 | 35.8474 | 95.58 | 197.9756 | 7.0219 | 65.4103 | 122.3146 | 121.6869 | 9.6055 | 575
| 360 | 137.7382 | 27.4538 | 92.4804 | 185.6277 | 7.0219 | 65.3061 | 105.7129 | 224.4701 | 9.6055 | 391 |  | 360 | 119.1629 | 29.1065 | 104.6771 | 196.8561 | 7.0219 | 62.0023 | 116.195 | 149.481 | 9.6055 | 352 |  | 360 | 153.1618 | 29.7244 | 80.6708 | 186.0567 | 7.0219 | 67.5351 | 117.0129 | 311.9073 | 9.6055 | 484 |  | 360 | 149.8465 | 35.4217 | 94.7426 | 197.5422 | 7.0219 | 65.326 | 121.4374 | 120.0695 | 9.6055 | 575
| 361 | 136.0686 | 27.1662 | 92.0278 | 185.1445 | 7.0219 | 65.2235 | 104.9741 | 221.7524 | 9.6055 | 391 |  | 361 | 117.817 | 28.8707 | 104.1697 | 196.387 | 7.0219 | 61.9257 | 115.386 | 147.7366 | 9.6055 | 352 |  | 361 | 151.5938 | 29.271 | 79.9991 | 185.603 | 7.0219 | 67.4551 | 116.1912 | 307.4775 | 9.6055 | 484 |  | 361 | 148.1499 | 34.9983 | 94.2617 | 197.1089 | 7.0219 | 65.2392 | 120.5351 | 118.4014 | 9.6055 | 575
| 362 | 134.3658 | 26.8808 | 91.6061 | 184.6613 | 7.0219 | 65.1386 | 104.2154 | 218.9678 | 9.6055 | 391 |  | 362 | 116.4706 | 28.557 | 103.7407 | 195.918 | 7.0219 | 61.847 | 114.5553 | 145.9456 | 9.6055 | 352 |  | 362 | 149.6106 | 28.9415 | 79.6187 | 185.1492 | 7.0219 | 67.3731 | 115.3478 | 302.9273 | 9.6055 | 484 |  | 362 | 146.3437 | 34.649 | 93.8163 | 196.6756 | 7.0219 | 65.1501 | 119.6074 | 116.6816 | 9.6055 | 575
| 363 | 132.6141 | 26.6334 | 91.1954 | 184.1782 | 7.0219 | 65.0516 | 103.4368 | 216.1156 | 9.6055 | 391 |  | 363 | 115.3239 | 28.2076 | 103.1476 | 195.4489 | 7.0219 | 61.7664 | 113.7027 | 144.1074 | 9.6055 | 352 |  | 363 | 147.4919 | 28.6896 | 79.296 | 184.6955 | 7.0219 | 67.289 | 114.4825 | 298.2551 | 9.6055 | 484 |  | 363 | 144.4543 | 34.3228 | 93.431 | 196.2423 | 7.0219 | 65.0586 | 118.654 | 114.9167 | 9.6055 | 575
| 364 | 130.9505 | 26.3345 | 90.7481 | 183.695 | 7.0219 | 64.9622 | 102.6378 | 213.1949 | 9.6055 | 391 |  | 364 | 113.8891 | 27.9342 | 102.7667 | 194.9798 | 7.0219 | 61.6836 | 112.8279 | 142.2214 | 9.6055 | 352 |  | 364 | 145.301 | 28.4486 | 79.0348 | 184.2418 | 7.0219 | 67.2028 | 113.5949 | 293.4598 | 9.6055 | 484 |  | 364 | 142.4965 | 34.0191 | 93.0917 | 195.809 | 7.0219 | 64.9646 | 117.6745 | 113.0969 | 9.6055 | 575
| 365 | 129.2244 | 26.0564 | 90.3425 | 183.2119 | 7.0219 | 64.8706 | 101.8183 | 210.2051 | 9.6055 | 391 |  | 365 | 112.5473 | 27.5984 | 102.3552 | 194.5108 | 7.0219 | 61.5988 | 111.9306 | 140.2872 | 9.6055 | 352 |  | 365 | 143.3322 | 28.0979 | 78.661 | 183.7881 | 7.0219 | 67.1145 | 112.6849 | 288.5396 | 9.6055 | 484 |  | 365 | 140.7838 | 33.6399 | 92.5827 | 195.3757 | 7.0219 | 64.8681 | 116.6685 | 111.2213 | 9.6055 | 575

## Figure A5.1 (Y - AB)
A5.1Y - 2030/31 Load curve (1-in-50) - Slow Progression | [11 empty] | A5.1Z - 2030/31 Load curve (1-in-50) - Gone Green | [11 empty] | A5.1AA - 2030/31 Load curve (1-in-50) - No Progression | [11 empty] | A5.1AB - 2030/31 Load curve (1-in-50) - Consumer Power
Source: National Grid | [11 empty] | Source: National Grid | [11 empty] | Source: National Grid | [11 empty] | Source: National Grid
| Day number | NDM 0 - 73.2 MWh | NDM 73.2-732 MWh | NDM > 732 MWh | Total DM | LDZ Shrinkage | NTS Industrial | Exports to Ireland | NTS Power | NTS Shrinkage | IUK |  | Day number | NDM 0 - 73.2 MWh | NDM 73.2-732 MWh | NDM > 732 MWh | Total DM | LDZ Shrinkage | NTS Industrial | Exports to Ireland | NTS Power | NTS Shrinkage | IUK |  | Day number | NDM 0 - 73.2 MWh | NDM 73.2-732 MWh | NDM > 732 MWh | Total DM | LDZ Shrinkage | NTS Industrial | Exports to Ireland | NTS Power | NTS Shrinkage | IUK |  | Day number | NDM 0 - 73.2 MWh | NDM 73.2-732 MWh | NDM > 732 MWh | Total DM | LDZ Shrinkage | NTS Industrial | Exports to Ireland | NTS Power | NTS Shrinkage | IUK
| 1 | 2125.7894 | 363.5368 | 560.532 | 357.4527 | 6.4137 | 83.3021 | 175.1948 | 171.3062 | 9.2247 | 0 |  | 1 | 1580.4378 | 364.5118 | 646.3471 | 389.7913 | 6.4137 | 78.1066 | 184.0983 | 203.936 | 9.2247 | 0 |  | 1 | 2557.5616 | 410.3438 | 477.0333 | 359.5532 | 6.4137 | 85.9051 | 197.8858 | 528.1898 | 9.2247 | 0 |  | 1 | 2339.0517 | 476.536 | 573.0702 | 370.0054 | 6.4137 | 82.8216 | 211.23 | 135.0418 | 9.2247 | 0
| 2 | 2067.8329 | 355.2367 | 550.0846 | 346.6838 | 6.4137 | 83.1407 | 174.4979 | 170.8642 | 9.2247 | 0 |  | 2 | 1535.6654 | 355.1396 | 632.3814 | 377.8835 | 6.4137 | 77.9715 | 183.5561 | 203.5751 | 9.2247 | 0 |  | 2 | 2491.8898 | 400.8027 | 467.786 | 347.1394 | 6.4137 | 85.7424 | 197.1471 | 527.0196 | 9.2247 | 0 |  | 2 | 2274.9234 | 465.5814 | 562.213 | 359.8024 | 6.4137 | 82.6755 | 210.3881 | 134.6786 | 9.2247 | 0
| 3 | 2017.4479 | 346.7684 | 539.0139 | 337.4089 | 6.4137 | 82.9817 | 173.8126 | 170.4215 | 9.2247 | 0 |  | 3 | 1495.0179 | 346.6951 | 619.8346 | 367.6427 | 6.4137 | 77.8379 | 183.0197 | 203.2129 | 9.2247 | 0 |  | 3 | 2431.0639 | 392.3697 | 459.5804 | 336.6605 | 6.4137 | 85.582 | 196.42 | 525.8496 | 9.2247 | 0 |  | 3 | 2219.0967 | 454.4193 | 550.9115 | 351.0072 | 6.4137 | 82.5313 | 209.5604 | 134.319 | 9.2247 | 0
| 4 | 1970.0659 | 339.7716 | 529.8677 | 329.5134 | 6.4137 | 82.8248 | 173.1388 | 169.9783 | 9.2247 | 0 |  | 4 | 1458.4583 | 339.0589 | 608.4656 | 358.9419 | 6.4137 | 77.7058 | 182.4891 | 202.8494 | 9.2247 | 0 |  | 4 | 2377.666 | 383.4553 | 451.0726 | 327.9493 | 6.4137 | 85.4239 | 195.7045 | 524.6799 | 9.2247 | 0 |  | 4 | 2166.6758 | 445.1847 | 541.4928 | 343.5105 | 6.4137 | 82.3892 | 208.7469 | 133.963 | 9.2247 | 0
| 5 | 1927.6915 | 333.2206 | 521.2862 | 322.8826 | 6.4137 | 82.6703 | 172.4764 | 169.5347 | 9.2247 | 0 |  | 5 | 1426.7297 | 331.7985 | 597.5659 | 351.6544 | 6.4137 | 77.5753 | 181.9641 | 202.4846 | 9.2247 | 0 |  | 5 | 2326.9424 | 376.6049 | 444.1192 | 320.8387 | 6.4137 | 85.2682 | 195.0006 | 523.5107 | 9.2247 | 0 |  | 5 | 2119.797 | 436.5543 | 532.7105 | 337.2028 | 6.4137 | 82.249 | 207.9474 | 133.6105 | 9.2247 | 0
| 6 | 1888.8438 | 327.4976 | 513.9872 | 317.402 | 6.4137 | 82.518 | 171.8252 | 169.0907 | 9.2247 | 0 |  | 6 | 1396.6478 | 326.0995 | 588.7365 | 345.6534 | 6.4137 | 77.4462 | 181.4448 | 202.1186 | 9.2247 | 0 |  | 6 | 2281.3832 | 369.9838 | 437.7134 | 315.1619 | 6.4137 | 85.1148 | 194.308 | 522.342 | 9.2247 | 0 |  | 6 | 2076.937 | 429.0232 | 525.1592 | 331.975 | 6.4137 | 82.1108 | 207.1617 | 133.2616 | 9.2247 | 0
| 7 | 1854.7906 | 321.9576 | 506.9666 | 312.9571 | 6.4137 | 82.3679 | 171.1852 | 168.6464 | 9.2247 | 0 |  | 7 | 1370.159 | 320.6335 | 580.9618 | 340.8121 | 6.4137 | 77.3186 | 180.9311 | 201.7514 | 9.2247 | 0 |  | 7 | 2240.4529 | 364.0912 | 431.5399 | 310.7515 | 6.4137 | 84.9637 | 193.6267 | 521.1742 | 9.2247 | 0 |  | 7 | 2039.3897 | 421.743 | 517.9597 | 327.7177 | 6.4137 | 81.9745 | 206.3898 | 132.9163 | 9.2247 | 0
| 8 | 1824.8895 | 316.7953 | 500.2913 | 309.4333 | 6.4137 | 82.2199 | 170.5562 | 168.2019 | 9.2247 | 0 |  | 8 | 1347.0916 | 315.7664 | 573.6497 | 337.0037 | 6.4137 | 77.1925 | 180.423 | 201.3833 | 9.2247 | 0 |  | 8 | 2203.0422 | 359.053 | 426.2304 | 307.4408 | 6.4137 | 84.8148 | 192.9566 | 520.0072 | 9.2247 | 0 |  | 8 | 2006.4277 | 414.9618 | 511.158 | 324.3216 | 6.4137 | 81.8401 | 205.6314 | 132.5745 | 9.2247 | 0
| 9 | 1796.8821 | 312.7879 | 495.0617 | 306.716 | 6.4137 | 82.0741 | 169.9381 | 167.7572 | 9.2247 | 0 |  | 9 | 1327.8259 | 311.0917 | 566.4289 | 334.1014 | 6.4137 | 77.0677 | 179.9204 | 201.0141 | 9.2247 | 0 |  | 9 | 2169.2365 | 354.3341 | 421.8833 | 305.0625 | 6.4137 | 84.6681 | 192.2975 | 518.8414 | 9.2247 | 0 |  | 9 | 1975.5238 | 409.6974 | 505.8299 | 321.6773 | 6.4137 | 81.7076 | 204.8864 | 132.2363 | 9.2247 | 0
| 10 | 1773.7273 | 308.4533 | 489.4197 | 304.6906 | 6.4137 | 81.9305 | 169.3309 | 167.3124 | 9.2247 | 0 |  | 10 | 1308.8919 | 307.6815 | 561.2994 | 331.9783 | 6.4137 | 76.9445 | 179.4234 | 200.6441 | 9.2247 | 0 |  | 10 | 2142.5343 | 348.6183 | 415.9647 | 303.4497 | 6.4137 | 84.5237 | 191.6493 | 517.6768 | 9.2247 | 0 |  | 10 | 1950.1656 | 403.9663 | 500.0377 | 319.6756 | 6.4137 | 81.5769 | 204.1546 | 131.9015 | 9.2247 | 0
| 11 | 1753.0541 | 304.8508 | 484.2962 | 303.2427 | 6.4137 | 81.7889 | 168.7343 | 166.8676 | 9.2247 | 0 |  | 11 | 1293.32 | 304.1393 | 556.2297 | 330.5078 | 6.4137 | 76.8226 | 178.9318 | 200.2732 | 9.2247 | 0 |  | 11 | 2116.607 | 344.1824 | 412.1749 | 302.4353 | 6.4137 | 84.3813 | 191.0119 | 516.5135 | 9.2247 | 0 |  | 11 | 1927.8926 | 398.9511 | 494.6259 | 318.207 | 6.4137 | 81.4481 | 203.436 | 131.5703 | 9.2247 | 0
| 12 | 1733.7158 | 302.0408 | 480.3964 | 302.2575 | 6.4137 | 81.6494 | 168.1482 | 166.4228 | 9.2247 | 0 |  | 12 | 1280.2303 | 300.8408 | 551.3261 | 329.563 | 6.4137 | 76.7021 | 178.4457 | 199.9016 | 9.2247 | 0 |  | 12 | 2093.2548 | 340.7841 | 408.6043 | 301.8523 | 6.4137 | 84.2412 | 190.3852 | 515.3518 | 9.2247 | 0 |  | 12 | 1905.6661 | 395.7758 | 491.0754 | 317.1624 | 6.4137 | 81.3211 | 202.7304 | 131.2426 | 9.2247 | 0
| 13 | 1715.8098 | 300.0338 | 477.2315 | 301.6206 | 6.4137 | 81.5119 | 167.5726 | 165.9782 | 9.2247 | 0 |  | 13 | 1267.4662 | 298.4592 | 547.6747 | 329.017 | 6.4137 | 76.5829 | 177.9649 | 199.5292 | 9.2247 | 0 |  | 13 | 2072.274 | 337.6291 | 405.8995 | 301.5336 | 6.4137 | 84.1031 | 189.769 | 514.1918 | 9.2247 | 0 |  | 13 | 1886.6702 | 392.7464 | 487.4628 | 316.4324 | 6.4137 | 81.1958 | 202.0376 | 130.9184 | 9.2247 | 0
| 14 | 1700.9666 | 297.5573 | 474.0626 | 301.2174 | 6.4137 | 81.3765 | 167.0074 | 165.5338 | 9.2247 | 0 |  | 14 | 1256.0262 | 296.3536 | 544.5198 | 328.7431 | 6.4137 | 76.4652 | 177.4895 | 199.1563 | 9.2247 | 0 |  | 14 | 2053.4648 | 335.3402 | 403.2859 | 301.3121 | 6.4137 | 83.9671 | 189.1633 | 513.0337 | 9.2247 | 0 |  | 14 | 1869.7646 | 389.8101 | 484.5475 | 315.9076 | 6.4137 | 81.0724 | 201.3575 | 130.5976 | 9.2247 | 0
| 15 | 1687.3815 | 295.2427 | 471.6818 | 300.9333 | 6.4137 | 81.2431 | 166.4523 | 165.0896 | 9.2247 | 0 |  | 15 | 1246.7754 | 294.0509 | 541.0718 | 328.6145 | 6.4137 | 76.3487 | 177.0194 | 198.7827 | 9.2247 | 0 |  | 15 | 2037.1807 | 333.2465 | 400.7295 | 301.0209 | 6.4137 | 83.8332 | 188.5679 | 511.8775 | 9.2247 | 0 |  | 15 | 1855.0389 | 386.7214 | 482.0519 | 315.4787 | 6.4137 | 80.9507 | 200.6899 | 130.2803 | 9.2247 | 0
| 16 | 1674.4592 | 293.6801 | 469.7135 | 300.6538 | 6.4137 | 81.1116 | 165.9074 | 164.6458 | 9.2247 | 0 |  | 16 | 1237.4293 | 292.3942 | 538.3744 | 328.5044 | 6.4137 | 76.2336 | 176.5546 | 198.4088 | 9.2247 | 0 |  | 16 | 2022.7162 | 331.2799 | 398.6522 | 300.4928 | 6.4137 | 83.7012 | 187.9828 | 510.7235 | 9.2247 | 0 |  | 16 | 1840.7168 | 384.7517 | 480.0476 | 315.0365 | 6.4137 | 80.8307 | 200.0348 | 129.9665 | 9.2247 | 0
| 17 | 1663.1745 | 292.1764 | 467.5232 | 300.236 | 6.4137 | 80.982 | 165.3724 | 164.2024 | 9.2247 | 0 |  | 17 | 1229.514 | 290.5464 | 535.3452 | 328.2817 | 6.4137 | 76.1198 | 176.095 | 198.0344 | 9.2247 | 0 |  | 17 | 2009.3416 | 329.6761 | 397.1965 | 299.5609 | 6.4137 | 83.5713 | 187.4077 | 509.5718 | 9.2247 | 0 |  | 17 | 1828.2903 | 382.7197 | 477.8307 | 314.4308 | 6.4137 | 80.7124 | 199.3919 | 129.6561 | 9.2247 | 0
| 18 | 1652.9106 | 290.512 | 465.3696 | 299.7622 | 6.4137 | 80.8544 | 164.8473 | 163.7594 | 9.2247 | 0 |  | 18 | 1221.0347 | 288.9982 | 533.0064 | 327.9038 | 6.4137 | 76.0073 | 175.6407 | 197.6596 | 9.2247 | 0 |  | 18 | 1997.8979 | 328.1009 | 395.3159 | 298.2464 | 6.4137 | 83.4434 | 186.8426 | 508.4226 | 9.2247 | 0 |  | 18 | 1816.9194 | 380.6316 | 475.6222 | 313.732 | 6.4137 | 80.5958 | 198.761 | 129.3491 | 9.2247 | 0
| 19 | 1642.7714 | 288.8809 | 463.1662 | 299.5252 | 6.4137 | 80.7287 | 164.332 | 163.317 | 9.2247 | 0 |  | 19 | 1212.7314 | 287.4501 | 530.7089 | 327.2116 | 6.4137 | 75.8961 | 175.1915 | 197.2846 | 9.2247 | 0 |  | 19 | 1987.0847 | 326.1465 | 393.4333 | 297.3157 | 6.4137 | 83.3174 | 186.2874 | 507.2759 | 9.2247 | 0 |  | 19 | 1806.0814 | 378.197 | 473.2173 | 313.4154 | 6.4137 | 80.4808 | 198.1422 | 129.0455 | 9.2247 | 0
| 20 | 1633.4797 | 286.8239 | 460.8114 | 299.0109 | 6.4137 | 80.6048 | 163.8262 | 162.8753 | 9.2247 | 0 |  | 20 | 1204.7396 | 285.9103 | 528.2689 | 326.3351 | 6.4137 | 75.7861 | 174.7474 | 196.9094 | 9.2247 | 0 |  | 20 | 1975.8828 | 324.1068 | 391.8598 | 296.6693 | 6.4137 | 83.1933 | 185.7419 | 506.1321 | 9.2247 | 0 |  | 20 | 1794.9438 | 375.8319 | 471.1664 | 312.9933 | 6.4137 | 80.3675 | 197.5352 | 128.7453 | 9.2247 | 0
| 21 | 1624.2699 | 285.0577 | 458.445 | 298.1349 | 6.4137 | 80.4828 | 163.33 | 162.4342 | 9.2247 | 0 |  | 21 | 1198.323 | 284.3204 | 525.7572 | 325.1482 | 6.4137 | 75.6773 | 174.3084 | 196.5341 | 9.2247 | 0 |  | 21 | 1964.5673 | 322.31 | 389.7997 | 296.3186 | 6.4137 | 83.0711 | 185.2061 | 504.9912 | 9.2247 | 0 |  | 21 | 1785.2633 | 373.3664 | 468.4387 | 312.0502 | 6.4137 | 80.2558 | 196.9398 | 128.4486 | 9.2247 | 0
| 22 | 1617.2386 | 283.24 | 455.6685 | 297.266 | 6.4137 | 80.3626 | 162.8432 | 161.9939 | 9.2247 | 0 |  | 22 | 1192.4632 | 282.5496 | 522.9841 | 324.0783 | 6.4137 | 75.5698 | 173.8744 | 196.1588 | 9.2247 | 0 |  | 22 | 1954.8312 | 319.6925 | 387.4707 | 295.5801 | 6.4137 | 82.9508 | 184.6798 | 503.8533 | 9.2247 | 0 |  | 22 | 1778.0848 | 371.034 | 465.5807 | 311.0249 | 6.4137 | 80.1457 | 196.356 | 128.1552 | 9.2247 | 0
| 23 | 1609.7197 | 281.916 | 453.4014 | 296.1855 | 6.4137 | 80.2441 | 162.3657 | 161.5545 | 9.2247 | 0 |  | 23 | 1186.74 | 280.6702 | 520.3643 | 322.8269 | 6.4137 | 75.4635 | 173.4455 | 195.7834 | 9.2247 | 0 |  | 23 | 1945.9878 | 318.073 | 385.903 | 294.9337 | 6.4137 | 82.8323 | 184.1628 | 502.7187 | 9.2247 | 0 |  | 23 | 1769.734 | 369.1265 | 463.5156 | 309.9541 | 6.4137 | 80.0372 | 195.7835 | 127.8651 | 9.2247 | 0
| 24 | 1603.0931 | 279.8618 | 450.6537 | 295.4236 | 6.4137 | 80.1275 | 161.8973 | 161.1159 | 9.2247 | 0 |  | 24 | 1180.5461 | 279.1493 | 517.9395 | 321.4929 | 6.4137 | 75.3583 | 173.0216 | 195.4082 | 9.2247 | 0 |  | 24 | 1937.0244 | 316.7224 | 384.4207 | 294.053 | 6.4137 | 82.7156 | 183.6552 | 501.5875 | 9.2247 | 0 |  | 24 | 1761.8881 | 366.6403 | 461.1381 | 309.2696 | 6.4137 | 79.9302 | 195.2223 | 127.5785 | 9.2247 | 0
| 25 | 1595.7284 | 278.1885 | 448.572 | 294.353 | 6.4137 | 80.0125 | 161.438 | 160.6784 | 9.2247 | 0 |  | 25 | 1174.9726 | 277.4451 | 515.8199 | 320.2193 | 6.4137 | 75.2544 | 172.6025 | 195.0331 | 9.2247 | 0 |  | 25 | 1929.8404 | 314.2971 | 381.919 | 293.4869 | 6.4137 | 82.6006 | 183.1567 | 500.4598 | 9.2247 | 0 |  | 25 | 1753.965 | 364.8567 | 458.5384 | 308.1818 | 6.4137 | 79.8247 | 194.6722 | 127.2952 | 9.2247 | 0
| 26 | 1591.9603 | 275.9927 | 443.5058 | 293.2463 | 6.4137 | 79.8993 | 160.9876 | 160.2418 | 9.2247 | 0 |  | 26 | 1172.3764 | 275.6954 | 511.7809 | 318.941 | 6.4137 | 75.1516 | 172.1884 | 194.6582 | 9.2247 | 0 |  | 26 | 1922.5844 | 312.3044 | 379.401 | 292.5767 | 6.4137 | 82.4875 | 182.6673 | 499.3358 | 9.2247 | 0 |  | 26 | 1749.8006 | 361.697 | 453.8403 | 307.0787 | 6.4137 | 79.7208 | 194.133 | 127.0152 | 9.2247 | 0
| 27 | 1586.383 | 274.2337 | 441.0771 | 292.1525 | 6.4137 | 79.7877 | 160.5461 | 159.8065 | 9.2247 | 0 |  | 27 | 1169.7332 | 273.618 | 508.0008 | 317.7783 | 6.4137 | 75.0499 | 171.7791 | 194.2836 | 9.2247 | 0 |  | 27 | 1915.1499 | 310.9356 | 376.5287 | 291.5753 | 6.4137 | 82.376 | 182.1867 | 498.2157 | 9.2247 | 0 |  | 27 | 1743.9229 | 359.4559 | 450.888 | 306.0346 | 6.4137 | 79.6183 | 193.6047 | 126.7385 | 9.2247 | 0
| 28 | 1579.8443 | 272.7927 | 439.1714 | 291.1791 | 6.4137 | 79.6778 | 160.1132 | 159.3723 | 9.2247 | 0 |  | 28 | 1167.0982 | 271.5594 | 504.1369 | 316.6726 | 6.4137 | 74.9494 | 171.3747 | 193.9094 | 9.2247 | 0 |  | 28 | 1908.5141 | 309.0289 | 373.5545 | 290.5261 | 6.4137 | 82.2663 | 181.715 | 497.0995 | 9.2247 | 0 |  | 28 | 1736.9533 | 357.2589 | 448.8568 | 305.1172 | 6.4137 | 79.5173 | 193.087 | 126.4651 | 9.2247 | 0
| 29 | 1573.7989 | 271.2001 | 436.8379 | 290.2918 | 6.4137 | 79.5695 | 159.689 | 158.9393 | 9.2247 | 0 |  | 29 | 1162.1687 | 270.2148 | 501.768 | 315.6523 | 6.4137 | 74.85 | 170.975 | 193.5357 | 9.2247 | 0 |  | 29 | 1901.7326 | 306.2058 | 371.5104 | 289.6317 | 6.4137 | 82.1582 | 181.252 | 495.9875 | 9.2247 | 0 |  | 29 | 1730.082 | 355.2036 | 446.5659 | 304.2194 | 6.4137 | 79.4177 | 192.5798 | 126.1951 | 9.2247 | 0
| 30 | 1567.0011 | 269.8748 | 435.0071 | 289.387 | 6.4137 | 79.4628 | 159.2731 | 158.5078 | 9.2247 | 0 |  | 30 | 1156.8627 | 269.2296 | 499.2779 | 314.677 | 6.4137 | 74.7516 | 170.5801 | 193.1625 | 9.2247 | 0 |  | 30 | 1893.3632 | 304.3126 | 370.0591 | 288.8025 | 6.4137 | 82.0518 | 180.7976 | 494.8799 | 9.2247 | 0 |  | 30 | 1722.3637 | 353.5582 | 444.6936 | 303.3401 | 6.4137 | 79.3195 | 192.0829 | 125.9283 | 9.2247 | 0
| 31 | 1560.0654 | 268.501 | 433.2465 | 288.5983 | 6.4137 | 79.3577 | 158.8657 | 158.0776 | 9.2247 | 0 |  | 31 | 1150.5165 | 268.0723 | 497.6327 | 313.7607 | 6.4137 | 74.6544 | 170.1899 | 192.7898 | 9.2247 | 0 |  | 31 | 1885.582 | 302.4087 | 368.0473 | 287.9563 | 6.4137 | 81.947 | 180.3516 | 493.7767 | 9.2247 | 0 |  | 31 | 1714.5947 | 351.7184 | 442.9214 | 302.6059 | 6.4137 | 79.2227 | 191.5963 | 125.6648 | 9.2247 | 0
| 32 | 1551.8651 | 267.9057 | 431.4854 | 287.8214 | 6.4137 | 79.2542 | 158.4665 | 157.6489 | 9.2247 | 0 |  | 32 | 1144.5769 | 266.8721 | 495.5821 | 312.8863 | 6.4137 | 74.5582 | 169.8044 | 192.4179 | 9.2247 | 0 |  | 32 | 1876.4402 | 301.1242 | 366.7205 | 287.1662 | 6.4137 | 81.8438 | 179.914 | 492.6781 | 9.2247 | 0 |  | 32 | 1705.6709 | 350.6111 | 440.9828 | 301.884 | 6.4137 | 79.1273 | 191.1198 | 125.4045 | 9.2247 | 0
| 33 | 1543.9034 | 266.7597 | 429.7232 | 287.091 | 6.4137 | 79.1522 | 158.0754 | 157.2217 | 9.2247 | 0 |  | 33 | 1138.5477 | 265.7063 | 493.5442 | 312.0542 | 6.4137 | 74.463 | 169.4235 | 192.0466 | 9.2247 | 0 |  | 33 | 1868.637 | 299.319 | 364.161 | 286.5009 | 6.4137 | 81.7421 | 179.4846 | 491.5843 | 9.2247 | 0 |  | 33 | 1696.7611 | 349.2027 | 439.2321 | 301.1571 | 6.4137 | 79.0332 | 190.6532 | 125.1476 | 9.2247 | 0
| 34 | 1537.6481 | 264.9181 | 426.952 | 286.3586 | 6.4137 | 79.0516 | 157.6923 | 156.7962 | 9.2247 | 0 |  | 34 | 1131.9215 | 265.0498 | 491.5801 | 311.2363 | 6.4137 | 74.3689 | 169.0471 | 191.6762 | 9.2247 | 0 |  | 34 | 1859.1073 | 298.4973 | 362.1226 | 285.837 | 6.4137 | 81.642 | 179.0634 | 490.4954 | 9.2247 | 0 |  | 34 | 1689.0605 | 347.2927 | 436.7744 | 300.4296 | 6.4137 | 78.9405 | 190.1963 | 124.8938 | 9.2247 | 0
| 35 | 1530.4071 | 263.2738 | 424.9152 | 285.6804 | 6.4137 | 78.9526 | 157.317 | 156.3724 | 9.2247 | 0 |  | 35 | 1126.1188 | 263.5062 | 489.6704 | 310.4274 | 6.4137 | 74.2758 | 168.6754 | 191.3066 | 9.2247 | 0 |  | 35 | 1850.2395 | 296.6325 | 360.4185 | 285.2202 | 6.4137 | 81.5433 | 178.6501 | 489.4116 | 9.2247 | 0 |  | 35 | 1681.8849 | 344.7004 | 434.4145 | 299.7616 | 6.4137 | 78.8491 | 189.7492 | 124.6433 | 9.2247 | 0
| 36 | 1522.402 | 262.2623 | 423.0085 | 285.0035 | 6.4137 | 78.8549 | 156.9496 | 155.9503 | 9.2247 | 0 |  | 36 | 1120.0755 | 262.4756 | 487.4868 | 309.62 | 6.4137 | 74.1836 | 168.3081 | 190.938 | 9.2247 | 0 |  | 36 | 1841.5319 | 294.9157 | 358.396 | 284.6133 | 6.4137 | 81.4462 | 178.2447 | 488.333 | 9.2247 | 0 |  | 36 | 1673.2026 | 343.5135 | 432.1829 | 299.0667 | 6.4137 | 78.7589 | 189.3115 | 124.396 | 9.2247 | 0
| 37 | 1514.5367 | 261.3502 | 420.8605 | 284.3285 | 6.4137 | 78.7587 | 156.5898 | 155.5301 | 9.2247 | 0 |  | 37 | 1114.0597 | 261.1355 | 485.5325 | 308.8653 | 6.4137 | 74.0925 | 167.9453 | 190.5703 | 9.2247 | 0 |  | 37 | 1833.2563 | 293.0277 | 356.091 | 284.0283 | 6.4137 | 81.3505 | 177.847 | 487.2598 | 9.2247 | 0 |  | 37 | 1664.0757 | 342.1673 | 430.5544 | 298.3724 | 6.4137 | 78.67 | 188.8831 | 124.1519 | 9.2247 | 0
| 38 | 1507.7323 | 259.5925 | 418.454 | 283.6969 | 6.4137 | 78.6639 | 156.2375 | 155.1118 | 9.2247 | 0 |  | 38 | 1108.593 | 259.4052 | 483.3877 | 308.1423 | 6.4137 | 74.0023 | 167.587 | 190.2038 | 9.2247 | 0 |  | 38 | 1825.2046 | 291.1125 | 353.6021 | 283.4303 | 6.4137 | 81.2562 | 177.457 | 486.1921 | 9.2247 | 0 |  | 38 | 1655.9978 | 340.1537 | 428.5025 | 297.7201 | 6.4137 | 78.5823 | 188.464 | 123.911 | 9.2247 | 0
| 39 | 1500.2458 | 258.0371 | 416.4759 | 283.1166 | 6.4137 | 78.5705 | 155.8927 | 154.6955 | 9.2247 | 0 |  | 39 | 1103.0813 | 258.0453 | 480.9645 | 307.3722 | 6.4137 | 73.913 | 167.2331 | 189.8384 | 9.2247 | 0 |  | 39 | 1817.1266 | 288.8285 | 351.5274 | 282.8134 | 6.4137 | 81.1634 | 177.0746 | 485.1302 | 9.2247 | 0 |  | 39 | 1648.65 | 338.0886 | 425.7187 | 297.1211 | 6.4137 | 78.4959 | 188.0539 | 123.6732 | 9.2247 | 0
| 40 | 1493.2466 | 256.5551 | 414.0082 | 282.4651 | 6.4137 | 78.4784 | 155.5552 | 154.2812 | 9.2247 | 0 |  | 40 | 1097.0936 | 256.9749 | 478.6707 | 306.6592 | 6.4137 | 73.8247 | 166.8835 | 189.4743 | 9.2247 | 0 |  | 40 | 1808.929 | 286.6824 | 349.4621 | 282.1687 | 6.4137 | 81.0718 | 176.6995 | 484.0741 | 9.2247 | 0 |  | 40 | 1640.5351 | 336.1756 | 423.575 | 296.4969 | 6.4137 | 78.4106 | 187.6528 | 123.4387 | 9.2247 | 0
| 41 | 1487.7701 | 254.7905 | 410.233 | 281.8812 | 6.4137 | 78.3876 | 155.2248 | 153.8691 | 9.2247 | 0 |  | 41 | 1091.7645 | 255.5605 | 476.1024 | 305.9061 | 6.4137 | 73.7373 | 166.5383 | 189.1114 | 9.2247 | 0 |  | 41 | 1802.5753 | 283.0935 | 346.8716 | 281.6481 | 6.4137 | 80.9817 | 176.3317 | 483.024 | 9.2247 | 0 |  | 41 | 1634.2989 | 333.8036 | 420.0145 | 295.8698 | 6.4137 | 78.3265 | 187.2604 | 123.2073 | 9.2247 | 0
| 42 | 1481.7422 | 252.4051 | 407.6929 | 281.2343 | 6.4137 | 78.2981 | 154.9015 | 153.4591 | 9.2247 | 0 |  | 42 | 1085.8705 | 254.1992 | 473.8058 | 305.3932 | 6.4137 | 73.6507 | 166.1973 | 188.75 | 9.2247 | 0 |  | 42 | 1794.7207 | 280.5717 | 344.7793 | 281.0632 | 6.4137 | 80.8928 | 175.9711 | 481.98 | 9.2247 | 0 |  | 42 | 1627.8786 | 330.8456 | 417.2588 | 295.208 | 6.4137 | 78.2436 | 186.8766 | 122.979 | 9.2247 | 0
| 43 | 1476.8368 | 248.6862 | 405.1748 | 280.7764 | 6.4137 | 78.2098 | 154.5852 | 153.0514 | 9.2247 | 0 |  | 43 | 1080.1395 | 252.9192 | 471.3024 | 304.8428 | 6.4137 | 73.5651 | 165.8606 | 188.3899 | 9.2247 | 0 |  | 43 | 1787.2709 | 278.2624 | 342.0695 | 280.4783 | 6.4137 | 80.8053 | 175.6176 | 480.9424 | 9.2247 | 0 |  | 43 | 1622.4641 | 326.377 | 414.776 | 294.7781 | 6.4137 | 78.1618 | 186.5014 | 122.7539 | 9.2247 | 0
| 44 | 1470.8008 | 246.8662 | 401.9967 | 280.2102 | 6.4137 | 78.1228 | 154.2757 | 152.6461 | 9.2247 | 0 |  | 44 | 1073.8671 | 251.5447 | 469.4888 | 304.2384 | 6.4137 | 73.4803 | 165.5281 | 188.0314 | 9.2247 | 0 |  | 44 | 1780.4174 | 274.5737 | 339.9334 | 280.1031 | 6.4137 | 80.719 | 175.271 | 479.9113 | 9.2247 | 0 |  | 44 | 1616.8743 | 323.1084 | 411.4366 | 294.18 | 6.4137 | 78.0811 | 186.1344 | 122.5319 | 9.2247 | 0
| 45 | 1464.3164 | 244.7816 | 399.4559 | 279.7196 | 6.4137 | 78.037 | 153.973 | 152.2431 | 9.2247 | 0 |  | 45 | 1067.9028 | 250.1644 | 467.3604 | 303.6465 | 6.4137 | 73.3964 | 165.1998 | 187.6745 | 9.2247 | 0 |  | 45 | 1773.0031 | 271.759 | 337.6394 | 279.5724 | 6.4137 | 80.6339 | 174.9313 | 478.8867 | 9.2247 | 0 |  | 45 | 1609.2363 | 320.6665 | 409.1703 | 293.7304 | 6.4137 | 78.0014 | 185.7757 | 122.313 | 9.2247 | 0
| 46 | 1457.7584 | 242.7083 | 396.9395 | 279.267 | 6.4137 | 77.9524 | 153.6768 | 151.8427 | 9.2247 | 0 |  | 46 | 1062.4655 | 248.2786 | 465.4223 | 302.8429 | 6.4137 | 73.3132 | 164.8756 | 187.3192 | 9.2247 | 0 |  | 46 | 1763.8387 | 269.7753 | 336.2432 | 279.063 | 6.4137 | 80.55 | 174.5982 | 477.8689 | 9.2247 | 0 |  | 46 | 1601.8394 | 318.1763 | 406.7302 | 293.2619 | 6.4137 | 77.9229 | 185.425 | 122.0972 | 9.2247 | 0
| 47 | 1450.1857 | 241.1474 | 394.9478 | 278.7921 | 6.4137 | 77.869 | 153.3871 | 151.4448 | 9.2247 | 0 |  | 47 | 1057.2058 | 246.4316 | 463.1963 | 302.1107 | 6.4137 | 73.2309 | 164.5555 | 186.9656 | 9.2247 | 0 |  | 47 | 1754.0161 | 268.2296 | 334.9458 | 278.675 | 6.4137 | 80.4673 | 174.2718 | 476.8581 | 9.2247 | 0 |  | 47 | 1594.4523 | 316.0166 | 404.0239 | 292.7192 | 6.4137 | 77.8453 | 185.0822 | 121.8844 | 9.2247 | 0
| 48 | 1442.8335 | 238.9716 | 393.5262 | 278.1413 | 6.4137 | 77.7866 | 153.1038 | 151.0495 | 9.2247 | 0 |  | 48 | 1052.9319 | 245.0336 | 460.7864 | 301.51 | 6.4137 | 73.1494 | 164.2395 | 186.6139 | 9.2247 | 0 |  | 48 | 1745.6697 | 265.6727 | 333.2713 | 278.1992 | 6.4137 | 80.3858 | 173.9518 | 475.8544 | 9.2247 | 0 |  | 48 | 1586.4229 | 313.3543 | 402.5216 | 292.1174 | 6.4137 | 77.7688 | 184.7471 | 121.6748 | 9.2247 | 0
| 49 | 1435.6808 | 237.3932 | 391.2541 | 277.5443 | 6.4137 | 77.7054 | 152.8268 | 150.6569 | 9.2247 | 0 |  | 49 | 1049.2589 | 243.1466 | 458.6835 | 301.0176 | 6.4137 | 73.0687 | 163.9275 | 186.264 | 9.2247 | 0 |  | 49 | 1737.4041 | 263.1199 | 331.6491 | 277.5861 | 6.4137 | 80.3054 | 173.6382 | 474.8578 | 9.2247 | 0 |  | 49 | 1578.2398 | 311.2264 | 400.7738 | 291.5452 | 6.4137 | 77.6933 | 184.4197 | 121.4682 | 9.2247 | 0
| 50 | 1430.1138 | 235.6164 | 389.4971 | 277.0442 | 6.4137 | 77.6253 | 152.5559 | 150.2671 | 9.2247 | 0 |  | 50 | 1046.1454 | 241.4581 | 455.9223 | 300.4256 | 6.4137 | 72.9887 | 163.6195 | 185.916 | 9.2247 | 0 |  | 50 | 1727.4722 | 261.9637 | 330.244 | 277.0257 | 6.4137 | 80.2261 | 173.3308 | 473.8687 | 9.2247 | 0 |  | 50 | 1571.7923 | 309.3891 | 399.0188 | 291.0475 | 6.4137 | 77.6187 | 184.0997 | 121.2647 | 9.2247 | 0
| 51 | 1425.3021 | 232.7182 | 388.0535 | 276.7027 | 6.4137 | 77.5462 | 152.291 | 149.8801 | 9.2247 | 0 |  | 51 | 1043.5813 | 239.5851 | 452.7961 | 299.8336 | 6.4137 | 72.9095 | 163.3154 | 185.57 | 9.2247 | 0 |  | 51 | 1719.8005 | 260.3122 | 329.0495 | 276.4949 | 6.4137 | 80.1478 | 173.0295 | 472.8871 | 9.2247 | 0 |  | 51 | 1566.3593 | 305.9756 | 397.7021 | 290.673 | 6.4137 | 77.5451 | 183.787 | 121.0642 | 9.2247 | 0
| 52 | 1419.4184 | 231.5137 | 386.1533 | 276.1963 | 6.4137 | 77.4681 | 152.032 | 149.496 | 9.2247 | 0 |  | 52 | 1040.2826 | 238.1493 | 449.9289 | 299.2801 | 6.4137 | 72.831 | 163.0152 | 185.2262 | 9.2247 | 0 |  | 52 | 1712.0534 | 258.8506 | 327.7892 | 276.2067 | 6.4137 | 80.0706 | 172.7343 | 471.9132 | 9.2247 | 0 |  | 52 | 1559.7711 | 304.3232 | 395.9346 | 290.1434 | 6.4137 | 77.4724 | 183.4816 | 120.8668 | 9.2247 | 0
| 53 | 1415.6266 | 229.5869 | 382.8833 | 275.6899 | 6.4137 | 77.391 | 151.7788 | 149.115 | 9.2247 | 0 |  | 53 | 1037.0437 | 236.708 | 446.9896 | 298.7442 | 6.4137 | 72.7532 | 162.7189 | 184.8845 | 9.2247 | 0 |  | 53 | 1706.7864 | 256.8931 | 324.7643 | 275.699 | 6.4137 | 79.9944 | 172.4449 | 470.9472 | 9.2247 | 0 |  | 53 | 1556.5806 | 301.3263 | 392.1139 | 289.6138 | 6.4137 | 77.4006 | 183.1831 | 120.6723 | 9.2247 | 0
| 54 | 1409.6932 | 228.0458 | 381.3457 | 275.2072 | 6.4137 | 77.3149 | 151.5313 | 148.7369 | 9.2247 | 0 |  | 54 | 1034.5305 | 233.8873 | 444.7511 | 298.1614 | 6.4137 | 72.6761 | 162.4264 | 184.545 | 9.2247 | 0 |  | 54 | 1701.7031 | 254.656 | 321.8353 | 275.1913 | 6.4137 | 79.9192 | 172.1614 | 469.9891 | 9.2247 | 0 |  | 54 | 1550.0645 | 299.6391 | 390.2326 | 289.1609 | 6.4137 | 77.3297 | 182.8915 | 120.4809 | 9.2247 | 0
| 55 | 1403.4123 | 226.7154 | 379.8735 | 274.7957 | 6.4137 | 77.2398 | 151.2893 | 148.362 | 9.2247 | 0 |  | 55 | 1031.345 | 232.0926 | 442.1619 | 297.5756 | 6.4137 | 72.5997 | 162.1377 | 184.2078 | 9.2247 | 0 |  | 55 | 1694.7744 | 252.3232 | 320.8473 | 274.6836 | 6.4137 | 79.8449 | 171.8835 | 469.0393 | 9.2247 | 0 |  | 55 | 1543.9006 | 297.4906 | 388.452 | 288.7161 | 6.4137 | 77.2597 | 182.6067 | 120.2924 | 9.2247 | 0
| 56 | 1397.2906 | 225.3648 | 378.3503 | 274.2964 | 6.4137 | 77.1656 | 151.0528 | 147.9903 | 9.2247 | 0 |  | 56 | 1027.854 | 229.8311 | 440.341 | 296.9937 | 6.4137 | 72.524 | 161.8528 | 183.8729 | 9.2247 | 0 |  | 56 | 1688.0331 | 250.5041 | 319.0345 | 274.2997 | 6.4137 | 79.7716 | 171.6111 | 468.0977 | 9.2247 | 0 |  | 56 | 1537.2687 | 295.4059 | 387.1459 | 288.2012 | 6.4137 | 77.1905 | 182.3285 | 120.107 | 9.2247 | 0
| 57 | 1391.4272 | 223.6501 | 376.9306 | 273.7992 | 6.4137 | 77.0923 | 150.8216 | 147.6218 | 9.2247 | 0 |  | 57 | 1024.1117 | 228.8365 | 437.5044 | 296.4119 | 6.4137 | 72.4489 | 161.5716 | 183.5405 | 9.2247 | 0 |  | 57 | 1679.7776 | 249.3432 | 318.1923 | 273.8012 | 6.4137 | 79.6992 | 171.3441 | 467.1646 | 9.2247 | 0 |  | 57 | 1530.8289 | 293.3374 | 385.6102 | 287.7075 | 6.4137 | 77.1221 | 182.0567 | 119.9245 | 9.2247 | 0
| 58 | 1386.2058 | 222.0076 | 374.7936 | 273.3053 | 6.4137 | 77.0198 | 150.5956 | 147.2567 | 9.2247 | 0 |  | 58 | 1021.0961 | 227.6746 | 434.1085 | 295.8301 | 6.4137 | 72.3744 | 161.294 | 183.2106 | 9.2247 | 0 |  | 58 | 1672.0903 | 248.4039 | 316.5602 | 273.3028 | 6.4137 | 79.6276 | 171.0825 | 466.2401 | 9.2247 | 0 |  | 58 | 1524.0249 | 291.5341 | 384.1952 | 287.1923 | 6.4137 | 77.0545 | 181.7912 | 119.7449 | 9.2247 | 0
| 59 | 1379.9492 | 221.0115 | 373.0527 | 272.8039 | 6.4137 | 76.9482 | 150.3748 | 146.895 | 9.2247 | 0 |  | 59 | 1017.8259 | 225.9593 | 431.5205 | 295.2482 | 6.4137 | 72.3005 | 161.0201 | 182.8833 | 9.2247 | 0 |  | 59 | 1664.1497 | 247.1906 | 315.4345 | 272.8251 | 6.4137 | 79.5569 | 170.826 | 465.3245 | 9.2247 | 0 |  | 59 | 1517.7521 | 289.8297 | 382.1504 | 286.6766 | 6.4137 | 76.9877 | 181.5319 | 119.5684 | 9.2247 | 0
| 60 | 1373.9316 | 219.7262 | 371.3622 | 272.3025 | 6.4137 | 76.8774 | 150.1588 | 146.5368 | 9.2247 | 0 |  | 60 | 1014.3902 | 224.0635 | 429.2787 | 294.6664 | 6.4137 | 72.2273 | 160.7498 | 182.5587 | 9.2247 | 0 |  | 60 | 1655.4948 | 246.6399 | 314.3811 | 272.3269 | 6.4137 | 79.4871 | 170.5747 | 464.4177 | 9.2247 | 0 |  | 60 | 1510.9881 | 288.3015 | 380.4206 | 286.1609 | 6.4137 | 76.9216 | 181.2786 | 119.3947 | 9.2247 | 0
| 61 | 1368.8536 | 218.2661 | 368.9067 | 271.8011 | 6.4137 | 76.8074 | 149.9478 | 146.1821 | 9.2247 | 0 |  | 61 | 1010.5464 | 221.7606 | 427.852 | 294.0845 | 6.4137 | 72.1546 | 160.4831 | 182.2367 | 9.2247 | 0 |  | 61 | 1647.0392 | 245.9381 | 313.2796 | 271.8287 | 6.4137 | 79.418 | 170.3282 | 463.52 | 9.2247 | 0 |  | 61 | 1505.2454 | 286.8301 | 377.6126 | 285.6453 | 6.4137 | 76.8562 | 181.0311 | 119.224 | 9.2247 | 0
| 62 | 1362.9152 | 216.9192 | 367.1985 | 271.2996 | 6.4137 | 76.7381 | 149.7415 | 145.8311 | 9.2247 | 0 |  | 62 | 1006.7205 | 219.922 | 425.9429 | 293.5027 | 6.4137 | 72.0825 | 160.2199 | 181.9176 | 9.2247 | 0 |  | 62 | 1639.0738 | 245.3992 | 311.525 | 271.3305 | 6.4137 | 79.3497 | 170.0867 | 462.6316 | 9.2247 | 0 |  | 62 | 1498.614 | 285.355 | 375.6971 | 285.1296 | 6.4137 | 76.7916 | 180.7894 | 119.0561 | 9.2247 | 0
| 63 | 1357.431 | 215.9346 | 364.6739 | 270.7982 | 6.4137 | 76.6696 | 149.5398 | 145.4837 | 9.2247 | 0 |  | 63 | 1002.3538 | 218.5417 | 424.1165 | 292.9209 | 6.4137 | 72.0109 | 159.9602 | 181.6013 | 9.2247 | 0 |  | 63 | 1631.5225 | 243.8485 | 310.368 | 270.8323 | 6.4137 | 79.2821 | 169.8498 | 461.7525 | 9.2247 | 0 |  | 63 | 1493.0841 | 283.3698 | 373.1904 | 284.6139 | 6.4137 | 76.7276 | 180.5533 | 118.8912 | 9.2247 | 0
| 64 | 1351.0409 | 214.6128 | 363.3922 | 270.2968 | 6.4137 | 76.6019 | 149.3426 | 145.1402 | 9.2247 | 0 |  | 64 | 997.8569 | 216.6792 | 422.9026 | 292.339 | 6.4137 | 71.9399 | 159.7039 | 181.2879 | 9.2247 | 0 |  | 64 | 1624.0014 | 242.4238 | 309.0549 | 270.3341 | 6.4137 | 79.2153 | 169.6176 | 460.883 | 9.2247 | 0 |  | 64 | 1486.5233 | 281.4817 | 371.6172 | 284.0983 | 6.4137 | 76.6643 | 180.3226 | 118.7292 | 9.2247 | 0
| 65 | 1344.4853 | 213.3982 | 362.169 | 269.7954 | 6.4137 | 76.5348 | 149.1498 | 144.8004 | 9.2247 | 0 |  | 65 | 994.0144 | 215.1371 | 420.7137 | 291.7572 | 6.4137 | 71.8694 | 159.451 | 180.9776 | 9.2247 | 0 |  | 65 | 1616.6943 | 240.6752 | 307.8516 | 269.8358 | 6.4137 | 79.1491 | 169.3898 | 460.0232 | 9.2247 | 0 |  | 65 | 1479.2885 | 279.4879 | 370.8238 | 283.5826 | 6.4137 | 76.6016 | 180.0972 | 118.57 | 9.2247 | 0
| 66 | 1337.5813 | 212.3102 | 361.1675 | 269.294 | 6.4137 | 76.4683 | 148.9613 | 144.4646 | 9.2247 | 0 |  | 66 | 989.8491 | 214.5425 | 417.9002 | 291.1753 | 6.4137 | 71.7993 | 159.2016 | 180.6703 | 9.2247 | 0 |  | 66 | 1609.1004 | 239.1932 | 306.6687 | 269.3376 | 6.4137 | 79.0836 | 169.1664 | 459.1732 | 9.2247 | 0 |  | 66 | 1472.616 | 277.3984 | 369.5638 | 283.0669 | 6.4137 | 76.5396 | 179.8769 | 118.4137 | 9.2247 | 0
| 67 | 1331.1607 | 210.8383 | 360.0665 | 268.7926 | 6.4137 | 76.4025 | 148.7769 | 144.1327 | 9.2247 | 0 |  | 67 | 986.4871 | 212.8432 | 415.3542 | 290.6275 | 6.4137 | 71.7298 | 158.9554 | 180.3662 | 9.2247 | 0 |  | 67 | 1600.6897 | 238.1178 | 305.8958 | 268.8394 | 6.4137 | 79.0187 | 168.9473 | 458.3333 | 9.2247 | 0 |  | 67 | 1464.9866 | 276.0513 | 368.5183 | 282.5512 | 6.4137 | 76.4781 | 179.6616 | 118.2602 | 9.2247 | 0
| 68 | 1325.4013 | 209.3304 | 358.3402 | 268.2912 | 6.4137 | 76.3373 | 148.5966 | 143.8049 | 9.2247 | 0 |  | 68 | 982.9436 | 210.4289 | 413.6863 | 290.0978 | 6.4137 | 71.6607 | 158.7125 | 180.0653 | 9.2247 | 0 |  | 68 | 1592.6655 | 236.8707 | 304.9081 | 268.3412 | 6.4137 | 78.9544 | 168.7323 | 457.5035 | 9.2247 | 0 |  | 68 | 1458.1532 | 274.7413 | 366.6397 | 282.0356 | 6.4137 | 76.4172 | 179.4512 | 118.1096 | 9.2247 | 0
| 69 | 1318.2543 | 208.6843 | 357.076 | 267.8537 | 6.4137 | 76.2727 | 148.4202 | 143.4813 | 9.2247 | 0 |  | 69 | 978.211 | 209.3574 | 411.902 | 289.531 | 6.4137 | 71.5921 | 158.4729 | 179.7677 | 9.2247 | 0 |  | 69 | 1584.142 | 236.0716 | 303.9718 | 267.843 | 6.4137 | 78.8907 | 168.5213 | 456.684 | 9.2247 | 0 |  | 69 | 1450.5775 | 273.6293 | 365.2445 | 281.581 | 6.4137 | 76.3569 | 179.2455 | 117.9618 | 9.2247 | 0
| 70 | 1311.3578 | 207.8545 | 355.7977 | 267.3633 | 6.4137 | 76.2086 | 148.2476 | 143.1618 | 9.2247 | 0 |  | 70 | 973.9913 | 208.2854 | 409.6051 | 288.9642 | 6.4137 | 71.5239 | 158.2366 | 179.4734 | 9.2247 | 0 |  | 70 | 1576.405 | 234.6028 | 302.9032 | 267.3602 | 6.4137 | 78.8275 | 168.3143 | 455.875 | 9.2247 | 0 |  | 70 | 1443.0114 | 272.6428 | 363.7632 | 281.0771 | 6.4137 | 76.2971 | 179.0443 | 117.8169 | 9.2247 | 0
| 71 | 1305.019 | 206.7211 | 354.2654 | 266.8729 | 6.4137 | 76.1451 | 148.0787 | 142.8466 | 9.2247 | 0 |  | 71 | 968.8387 | 207.3786 | 407.9661 | 288.5073 | 6.4137 | 71.4561 | 158.0034 | 179.1826 | 9.2247 | 0 |  | 71 | 1568.3598 | 233.6613 | 301.614 | 266.879 | 6.4137 | 78.7649 | 168.111 | 455.0766 | 9.2247 | 0 |  | 71 | 1435.85 | 271.1203 | 362.4133 | 280.5733 | 6.4137 | 76.2378 | 178.8476 | 117.6747 | 9.2247 | 0
| 72 | 1298.6945 | 205.6869 | 352.5165 | 266.4856 | 6.4137 | 76.0821 | 147.9134 | 142.5357 | 9.2247 | 0 |  | 72 | 963.2145 | 206.5937 | 406.7698 | 287.9575 | 6.4137 | 71.3887 | 157.7733 | 178.8953 | 9.2247 | 0 |  | 72 | 1560.301 | 232.5777 | 300.4805 | 266.3977 | 6.4137 | 78.7027 | 167.9114 | 454.289 | 9.2247 | 0 |  | 72 | 1428.8195 | 269.6462 | 360.7827 | 280.1708 | 6.4137 | 76.1789 | 178.6551 | 117.5353 | 9.2247 | 0
| 73 | 1291.6024 | 204.8216 | 351.4563 | 266.0083 | 6.4137 | 76.0195 | 147.7516 | 142.2292 | 9.2247 | 0 |  | 73 | 957.6372 | 205.3455 | 405.9898 | 287.4078 | 6.4137 | 71.3217 | 157.5464 | 178.6115 | 9.2247 | 0 |  | 73 | 1552.1174 | 231.9827 | 298.9652 | 265.9344 | 6.4137 | 78.6411 | 167.7154 | 453.5124 | 9.2247 | 0 |  | 73 | 1420.9524 | 268.6571 | 359.5924 | 279.6796 | 6.4137 | 76.1206 | 178.4668 | 117.3988 | 9.2247 | 0
| 74 | 1284.1286 | 204.2735 | 350.4607 | 265.5309 | 6.4137 | 75.9574 | 147.5931 | 141.9272 | 9.2247 | 0 |  | 74 | 952.5194 | 204.5881 | 404.2096 | 286.9079 | 6.4137 | 71.2551 | 157.3225 | 178.3314 | 9.2247 | 0 |  | 74 | 1543.4999 | 231.194 | 298.0823 | 265.4665 | 6.4137 | 78.5798 | 167.5228 | 452.7468 | 9.2247 | 0 |  | 74 | 1412.845 | 267.8786 | 358.432 | 279.1884 | 6.4137 | 76.0626 | 178.2825 | 117.2649 | 9.2247 | 0
| 75 | 1277.4314 | 203.5753 | 348.8386 | 265.0536 | 6.4137 | 75.8957 | 147.4378 | 141.6298 | 9.2247 | 0 |  | 75 | 947.1414 | 203.6063 | 402.8097 | 286.5124 | 6.4137 | 71.1888 | 157.1017 | 178.055 | 9.2247 | 0 |  | 75 | 1535.1409 | 230.4809 | 296.8651 | 264.9986 | 6.4137 | 78.519 | 167.3335 | 451.9924 | 9.2247 | 0 |  | 75 | 1405.1606 | 266.9734 | 356.975 | 278.6972 | 6.4137 | 76.0051 | 178.102 | 117.1339 | 9.2247 | 0
| 76 | 1270.8284 | 202.3161 | 347.536 | 264.7234 | 6.4137 | 75.8345 | 147.2857 | 141.337 | 9.2247 | 0 |  | 76 | 942.2775 | 202.6447 | 400.9994 | 285.9929 | 6.4137 | 71.1229 | 156.8838 | 177.7824 | 9.2247 | 0 |  | 76 | 1526.3807 | 229.919 | 295.8978 | 264.5307 | 6.4137 | 78.4585 | 167.1474 | 451.2495 | 9.2247 | 0 |  | 76 | 1397.7782 | 265.4935 | 355.5788 | 278.4181 | 6.4137 | 75.948 | 177.9251 | 117.0056 | 9.2247 | 0
| 77 | 1263.6475 | 201.5842 | 346.3872 | 264.2901 | 6.4137 | 75.7736 | 147.1365 | 141.0489 | 9.2247 | 0 |  | 77 | 937.6697 | 201.2061 | 399.4101 | 285.4734 | 6.4137 | 71.0573 | 156.6689 | 177.5137 | 9.2247 | 0 |  | 77 | 1518.2707 | 228.7449 | 294.7324 | 264.2232 | 6.4137 | 78.3985 | 166.9644 | 450.5181 | 9.2247 | 0 |  | 77 | 1390.6854 | 264.4456 | 353.6434 | 277.9566 | 6.4137 | 75.8912 | 177.7519 | 116.88 | 9.2247 | 0
| 78 | 1256.7631 | 201.0161 | 344.7973 | 263.8376 | 6.4137 | 75.713 | 146.9902 | 140.7655 | 9.2247 | 0 |  | 78 | 932.6835 | 200.2102 | 397.6218 | 285.0885 | 6.4137 | 70.9919 | 156.4569 | 177.2489 | 9.2247 | 0 |  | 78 | 1509.723 | 227.8561 | 293.8602 | 263.7747 | 6.4137 | 78.3387 | 166.7844 | 449.7984 | 9.2247 | 0 |  | 78 | 1382.2423 | 263.6363 | 352.8221 | 277.4925 | 6.4137 | 75.8348 | 177.582 | 116.7571 | 9.2247 | 0
| 79 | 1249.4813 | 200.1123 | 343.9405 | 263.3851 | 6.4137 | 75.6528 | 146.8467 | 140.487 | 9.2247 | 0 |  | 79 | 928.2737 | 199.0618 | 395.4062 | 284.7071 | 6.4137 | 70.9269 | 156.2478 | 176.9881 | 9.2247 | 0 |  | 79 | 1501.8122 | 226.7519 | 292.5665 | 263.3263 | 6.4137 | 78.2792 | 166.6073 | 449.0905 | 9.2247 | 0 |  | 79 | 1374.682 | 262.3895 | 351.5558 | 277.0284 | 6.4137 | 75.7788 | 177.4154 | 116.637 | 9.2247 | 0
| 80 | 1244.0004 | 199.0825 | 341.39 | 262.9513 | 6.4137 | 75.5928 | 146.7058 | 140.2134 | 9.2247 | 0 |  | 80 | 924.7701 | 198.1888 | 392.1095 | 284.225 | 6.4137 | 70.8621 | 156.0415 | 176.7313 | 9.2247 | 0 |  | 80 | 1495.354 | 226.0762 | 289.3917 | 262.8778 | 6.4137 | 78.2201 | 166.4328 | 448.3947 | 9.2247 | 0 |  | 80 | 1368.5577 | 260.9409 | 349.0007 | 276.6187 | 6.4137 | 75.723 | 177.2519 | 116.5195 | 9.2247 | 0
| 81 | 1237.871 | 198.2475 | 339.1474 | 262.6635 | 6.4137 | 75.5332 | 146.5675 | 139.9448 | 9.2247 | 0 |  | 81 | 921.0359 | 196.9042 | 389.4424 | 283.7556 | 6.4137 | 70.7976 | 155.8381 | 176.4787 | 9.2247 | 0 |  | 81 | 1487.7597 | 224.8838 | 287.8697 | 262.4293 | 6.4137 | 78.1611 | 166.261 | 447.711 | 9.2247 | 0 |  | 81 | 1361.5361 | 260.0203 | 346.6987 | 276.3253 | 6.4137 | 75.6675 | 177.0914 | 116.4048 | 9.2247 | 0
| 82 | 1231.4677 | 197.4465 | 337.2624 | 262.2579 | 6.4137 | 75.4737 | 146.4315 | 139.6812 | 9.2247 | 0 |  | 82 | 917.3894 | 194.7012 | 387.6204 | 283.2719 | 6.4137 | 70.7333 | 155.6374 | 176.2304 | 9.2247 | 0 |  | 82 | 1480.168 | 223.6808 | 286.2258 | 262.1107 | 6.4137 | 78.1024 | 166.0917 | 447.0396 | 9.2247 | 0 |  | 82 | 1354.2468 | 258.98 | 344.917 | 275.8989 | 6.4137 | 75.6123 | 176.9336 | 116.2927 | 9.2247 | 0
| 83 | 1224.6868 | 196.7492 | 335.6562 | 261.8473 | 6.4137 | 75.4145 | 146.2979 | 139.4228 | 9.2247 | 0 |  | 83 | 912.2867 | 193.7364 | 385.8973 | 282.9071 | 6.4137 | 70.6692 | 155.4394 | 175.9863 | 9.2247 | 0 |  | 83 | 1472.0897 | 222.7717 | 284.8559 | 261.7109 | 6.4137 | 78.0439 | 165.9248 | 446.3807 | 9.2247 | 0 |  | 83 | 1347.0652 | 257.7756 | 343.1806 | 275.4835 | 6.4137 | 75.5573 | 176.7786 | 116.1833 | 9.2247 | 0
| 84 | 1218.0845 | 195.974 | 333.9694 | 261.4168 | 6.4137 | 75.3555 | 146.1664 | 139.1696 | 9.2247 | 0 |  | 84 | 907.0615 | 192.9665 | 384.1497 | 282.4947 | 6.4137 | 70.6053 | 155.2441 | 175.7465 | 9.2247 | 0 |  | 84 | 1463.3612 | 222.0464 | 283.9625 | 261.301 | 6.4137 | 77.9855 | 165.7602 | 445.7345 | 9.2247 | 0 |  | 84 | 1339.6703 | 256.6486 | 341.5916 | 275.0569 | 6.4137 | 75.5025 | 176.6261 | 116.0765 | 9.2247 | 0
| 85 | 1211.0502 | 195.047 | 332.7075 | 261.145 | 6.4137 | 75.2966 | 146.037 | 138.9216 | 9.2247 | 0 |  | 85 | 902.4896 | 191.9402 | 382.7328 | 282.0823 | 6.4137 | 70.5416 | 155.0514 | 175.5112 | 9.2247 | 0 |  | 85 | 1454.6636 | 221.5097 | 282.8706 | 260.87 | 6.4137 | 77.9273 | 165.5977 | 445.101 | 9.2247 | 0 |  | 85 | 1332.2558 | 255.2576 | 340.1042 | 274.8121 | 6.4137 | 75.4479 | 176.476 | 115.9724 | 9.2247 | 0
| 86 | 1204.4144 | 194.159 | 331.0988 | 260.7826 | 6.4137 | 75.2379 | 145.9096 | 138.6789 | 9.2247 | 0 |  | 86 | 897.7458 | 191.3476 | 381.3961 | 281.6698 | 6.4137 | 70.4781 | 154.8614 | 175.2804 | 9.2247 | 0 |  | 86 | 1446.1707 | 220.7493 | 281.6668 | 260.5701 | 6.4137 | 77.8692 | 165.4373 | 444.4804 | 9.2247 | 0 |  | 86 | 1325.1262 | 253.8955 | 338.5203 | 274.4347 | 6.4137 | 75.3935 | 176.3281 | 115.8709 | 9.2247 | 0
| 87 | 1198.3846 | 193.3845 | 329.6939 | 260.4201 | 6.4137 | 75.1793 | 145.784 | 138.4417 | 9.2247 | 0 |  | 87 | 893.5917 | 190.309 | 379.8369 | 281.3362 | 6.4137 | 70.4148 | 154.674 | 175.0541 | 9.2247 | 0 |  | 87 | 1438.442 | 219.5839 | 280.248 | 260.1953 | 6.4137 | 77.8112 | 165.2788 | 443.873 | 9.2247 | 0 |  | 87 | 1318.4958 | 252.9846 | 337.0405 | 274.0573 | 6.4137 | 75.3392 | 176.1824 | 115.772 | 9.2247 | 0
| 88 | 1192.4578 | 192.7097 | 328.1914 | 260.0577 | 6.4137 | 75.1208 | 145.6601 | 138.21 | 9.2247 | 0 |  | 88 | 888.9326 | 189.6017 | 378.4661 | 280.9877 | 6.4137 | 70.3515 | 154.489 | 174.8325 | 9.2247 | 0 |  | 88 | 1430.6248 | 218.9456 | 279.4303 | 259.8206 | 6.4137 | 77.7532 | 165.122 | 443.2787 | 9.2247 | 0 |  | 88 | 1312.7766 | 251.4574 | 335.2659 | 273.6798 | 6.4137 | 75.2851 | 176.0385 | 115.6757 | 9.2247 | 0
| 89 | 1186.9865 | 191.8038 | 326.4233 | 259.7364 | 6.4137 | 75.0623 | 145.5378 | 137.9838 | 9.2247 | 0 |  | 89 | 884.594 | 188.8168 | 376.8768 | 280.615 | 6.4137 | 70.2884 | 154.3066 | 174.6156 | 9.2247 | 0 |  | 89 | 1423.4072 | 218.18 | 278.1402 | 259.4459 | 6.4137 | 77.6952 | 164.967 | 442.6979 | 9.2247 | 0 |  | 89 | 1306.6669 | 250.3165 | 333.4356 | 273.3623 | 6.4137 | 75.2311 | 175.8965 | 115.582 | 9.2247 | 0
| 90 | 1181.8575 | 190.8124 | 324.3785 | 259.4349 | 6.4137 | 75.0039 | 145.417 | 137.7632 | 9.2247 | 0 |  | 90 | 880.2667 | 188.4147 | 374.8934 | 280.2423 | 6.4137 | 70.2254 | 154.1266 | 174.4035 | 9.2247 | 0 |  | 90 | 1416.6191 | 216.9948 | 276.8179 | 259.0935 | 6.4137 | 77.6373 | 164.8135 | 442.1306 | 9.2247 | 0 |  | 90 | 1300.0715 | 249.7366 | 331.5402 | 273.0345 | 6.4137 | 75.1771 | 175.7562 | 115.4909 | 9.2247 | 0
| 91 | 1176.2655 | 190.092 | 322.5541 | 259.1051 | 6.4137 | 74.9455 | 145.2975 | 137.5483 | 9.2247 | 0 |  | 91 | 876.2245 | 187.4714 | 373.1661 | 279.8695 | 6.4137 | 70.1625 | 153.9491 | 174.1963 | 9.2247 | 0 |  | 91 | 1409.4658 | 216.0569 | 275.5881 | 258.7666 | 6.4137 | 77.5793 | 164.6615 | 441.577 | 9.2247 | 0 |  | 91 | 1293.6907 | 248.912 | 329.6917 | 272.69 | 6.4137 | 75.1232 | 175.6173 | 115.4024 | 9.2247 | 0
| 92 | 1170.652 | 188.9795 | 321.1431 | 258.7754 | 6.4137 | 74.887 | 145.1793 | 137.3392 | 9.2247 | 0 |  | 92 | 871.9754 | 187.0008 | 371.1729 | 279.4968 | 6.4137 | 70.0996 | 153.7739 | 173.9939 | 9.2247 | 0 |  | 92 | 1402.7813 | 215.0476 | 273.9833 | 258.4173 | 6.4137 | 77.5213 | 164.5108 | 441.0373 | 9.2247 | 0 |  | 92 | 1287.2791 | 247.2256 | 328.7357 | 272.3455 | 6.4137 | 75.0694 | 175.4798 | 115.3164 | 9.2247 | 0
| 93 | 1164.4922 | 188.1005 | 320.0451 | 258.4457 | 6.4137 | 74.8285 | 145.0623 | 137.1359 | 9.2247 | 0 |  | 93 | 867.6413 | 186.4358 | 369.3085 | 279.1748 | 6.4137 | 70.0368 | 153.6011 | 173.7966 | 9.2247 | 0 |  | 93 | 1395.7775 | 213.9927 | 272.7434 | 258.0679 | 6.4137 | 77.4632 | 164.3614 | 440.5115 | 9.2247 | 0 |  | 93 | 1280.6203 | 246.3954 | 327.1709 | 272.0009 | 6.4137 | 75.0156 | 175.3436 | 115.233 | 9.2247 | 0
| 94 | 1158.2853 | 187.3133 | 318.9023 | 258.116 | 6.4137 | 74.77 | 144.9463 | 136.9383 | 9.2247 | 0 |  | 94 | 863.9311 | 185.3597 | 367.3295 | 278.8545 | 6.4137 | 69.9741 | 153.4306 | 173.6042 | 9.2247 | 0 |  | 94 | 1388.7022 | 213.0373 | 271.4754 | 257.7186 | 6.4137 | 77.405 | 164.2132 | 439.9996 | 9.2247 | 0 |  | 94 | 1273.9623 | 245.3875 | 325.7827 | 271.6564 | 6.4137 | 74.9618 | 175.2086 | 115.152 | 9.2247 | 0
| 95 | 1152.2537 | 186.5916 | 317.4979 | 257.807 | 6.4137 | 74.7114 | 144.8315 | 136.7464 | 9.2247 | 0 |  | 95 | 859.5729 | 184.606 | 365.7025 | 278.5078 | 6.4137 | 69.9114 | 153.2624 | 173.4168 | 9.2247 | 0 |  | 95 | 1381.2516 | 212.1463 | 270.5186 | 257.3692 | 6.4137 | 77.3468 | 164.0661 | 439.5015 | 9.2247 | 0 |  | 95 | 1267.2226 | 244.2701 | 324.5419 | 271.3559 | 6.4137 | 74.908 | 175.0748 | 115.0736 | 9.2247 | 0
| 96 | 1146.2957 | 185.7922 | 316.0685 | 257.5272 | 6.4137 | 74.6529 | 144.7177 | 136.56 | 9.2247 | 0 |  | 96 | 854.8063 | 184.1756 | 364.1606 | 278.1611 | 6.4137 | 69.8488 | 153.0964 | 173.2344 | 9.2247 | 0 |  | 96 | 1374.3278 | 210.9054 | 269.3784 | 257.0261 | 6.4137 | 77.2885 | 163.9203 | 439.0169 | 9.2247 | 0 |  | 96 | 1260.4187 | 243.2364 | 323.2781 | 271.0589 | 6.4137 | 74.8542 | 174.9421 | 114.9976 | 9.2247 | 0
| 97 | 1140.2739 | 184.858 | 314.8639 | 257.2211 | 6.4137 | 74.5942 | 144.605 | 136.379 | 9.2247 | 0 |  | 97 | 850.7064 | 183.4795 | 362.2051 | 277.8272 | 6.4137 | 69.7863 | 152.9327 | 173.057 | 9.2247 | 0 |  | 97 | 1367.0532 | 209.9029 | 268.313 | 256.7207 | 6.4137 | 77.2301 | 163.7756 | 438.5457 | 9.2247 | 0 |  | 97 | 1253.703 | 242.0026 | 322.1495 | 270.7386 | 6.4137 | 74.8005 | 174.8105 | 114.924 | 9.2247 | 0
| 98 | 1133.867 | 184.3371 | 313.6312 | 256.915 | 6.4137 | 74.5356 | 144.4933 | 136.2033 | 9.2247 | 0 |  | 98 | 845.3132 | 182.96 | 361.3555 | 277.5038 | 6.4137 | 69.7238 | 152.7712 | 172.8845 | 9.2247 | 0 |  | 98 | 1359.943 | 208.5969 | 267.4111 | 256.3907 | 6.4137 | 77.1717 | 163.6321 | 438.0878 | 9.2247 | 0 |  | 98 | 1247.024 | 240.9127 | 320.8402 | 270.4183 | 6.4137 | 74.7468 | 174.6801 | 114.8528 | 9.2247 | 0
| 99 | 1127.3463 | 183.7045 | 312.6183 | 256.6146 | 6.4137 | 74.4769 | 144.3826 | 136.0328 | 9.2247 | 0 |  | 99 | 841.217 | 181.9286 | 359.7286 | 277.1728 | 6.4137 | 69.6614 | 152.6119 | 172.7169 | 9.2247 | 0 |  | 99 | 1352.8554 | 207.396 | 266.3816 | 256.0608 | 6.4137 | 77.1132 | 163.4897 | 437.6431 | 9.2247 | 0 |  | 99 | 1239.8225 | 240.1663 | 319.6945 | 270.1134 | 6.4137 | 74.6932 | 174.5508 | 114.7839 | 9.2247 | 0
| 100 | 1121.0198 | 182.9414 | 311.524 | 256.3318 | 6.4137 | 74.4183 | 144.2729 | 135.8674 | 9.2247 | 0 |  | 100 | 836.947 | 181.1119 | 358.0607 | 276.8417 | 6.4137 | 69.5991 | 152.4547 | 172.5543 | 9.2247 | 0 |  | 100 | 1345.5427 | 206.3918 | 265.3749 | 255.7365 | 6.4137 | 77.0547 | 163.3484 | 437.2113 | 9.2247 | 0 |  | 100 | 1233.1091 | 239.3459 | 318.1289 | 269.8144 | 6.4137 | 74.6395 | 174.4225 | 114.7174 | 9.2247 | 0
| 101 | 1114.552 | 182.2986 | 310.4602 | 256.0397 | 6.4137 | 74.3596 | 144.1642 | 135.707 | 9.2247 | 0 |  | 101 | 833.1141 | 180.2263 | 356.0247 | 276.5107 | 6.4137 | 69.5369 | 152.2996 | 172.3966 | 9.2247 | 0 |  | 101 | 1337.8896 | 205.5823 | 264.4976 | 255.4285 | 6.4137 | 76.9962 | 163.2083 | 436.7925 | 9.2247 | 0 |  | 101 | 1225.945 | 238.3149 | 317.2317 | 269.5082 | 6.4137 | 74.586 | 174.2952 | 114.6531 | 9.2247 | 0
| 102 | 1109.2145 | 181.1942 | 308.7276 | 255.7475 | 6.4137 | 74.3009 | 144.0564 | 135.5515 | 9.2247 | 0 |  | 102 | 829.545 | 179.0061 | 354.0595 | 276.1797 | 6.4137 | 69.4748 | 152.1467 | 172.2438 | 9.2247 | 0 |  | 102 | 1330.8456 | 204.0987 | 263.6951 | 255.1106 | 6.4137 | 76.9376 | 163.0693 | 436.3863 | 9.2247 | 0 |  | 102 | 1219.873 | 237.0552 | 315.4712 | 269.2021 | 6.4137 | 74.5325 | 174.169 | 114.591 | 9.2247 | 0
| 103 | 1104.1301 | 179.693 | 307.1387 | 255.4554 | 6.4137 | 74.2422 | 143.9495 | 135.4008 | 9.2247 | 0 |  | 103 | 824.8492 | 178.3398 | 352.6671 | 275.8487 | 6.4137 | 69.4128 | 151.9958 | 172.0959 | 9.2247 | 0 |  | 103 | 1323.7444 | 203.1848 | 262.3801 | 254.7927 | 6.4137 | 76.879 | 162.9314 | 435.9927 | 9.2247 | 0 |  | 103 | 1214.0806 | 235.2285 | 313.9979 | 268.8959 | 6.4137 | 74.479 | 174.0438 | 114.5312 | 9.2247 | 0
| 104 | 1098.2153 | 178.8756 | 305.6966 | 255.1632 | 6.4137 | 74.1836 | 143.8436 | 135.2548 | 9.2247 | 0 |  | 104 | 820.8038 | 177.412 | 350.8857 | 275.5177 | 6.4137 | 69.3509 | 151.847 | 171.953 | 9.2247 | 0 |  | 104 | 1316.688 | 202.1333 | 261.158 | 254.4749 | 6.4137 | 76.8204 | 162.7945 | 435.6115 | 9.2247 | 0 |  | 104 | 1207.4064 | 234.1911 | 312.6173 | 268.5897 | 6.4137 | 74.4256 | 173.9195 | 114.4736 | 9.2247 | 0
| 105 | 1092.8548 | 177.8553 | 303.9029 | 254.871 | 6.4137 | 74.1249 | 143.7386 | 135.1134 | 9.2247 | 0 |  | 105 | 816.559 | 176.8058 | 348.9821 | 275.1867 | 6.4137 | 69.2891 | 151.7002 | 171.8149 | 9.2247 | 0 |  | 105 | 1310.51 | 200.779 | 259.3602 | 254.157 | 6.4137 | 76.7618 | 162.6587 | 435.2426 | 9.2247 | 0 |  | 105 | 1201.7487 | 233 | 310.3737 | 268.2836 | 6.4137 | 74.3723 | 173.7962 | 114.418 | 9.2247 | 0
| 106 | 1087.1408 | 177.0968 | 302.2009 | 254.5789 | 6.4137 | 74.0663 | 143.6344 | 134.9764 | 9.2247 | 0 |  | 106 | 811.9137 | 175.9356 | 347.743 | 274.8557 | 6.4137 | 69.2274 | 151.5554 | 171.6817 | 9.2247 | 0 |  | 106 | 1303.7449 | 199.4304 | 258.1439 | 253.8391 | 6.4137 | 76.7031 | 162.524 | 434.8858 | 9.2247 | 0 |  | 106 | 1195.5076 | 231.859 | 308.6636 | 267.9774 | 6.4137 | 74.319 | 173.6738 | 114.3646 | 9.2247 | 0
| 107 | 1080.8786 | 176.0956 | 301.2899 | 254.2867 | 6.4137 | 74.0077 | 143.5311 | 134.8438 | 9.2247 | 0 |  | 107 | 807.6476 | 175.137 | 346.0532 | 274.5247 | 6.4137 | 69.1658 | 151.4125 | 171.5534 | 9.2247 | 0 |  | 107 | 1296.2089 | 198.6343 | 257.1458 | 253.5213 | 6.4137 | 76.6445 | 162.3904 | 434.541 | 9.2247 | 0 |  | 107 | 1188.6587 | 230.7446 | 307.5346 | 267.6712 | 6.4137 | 74.2658 | 173.5524 | 114.3133 | 9.2247 | 0
| 108 | 1075.6912 | 174.7653 | 299.633 | 253.9946 | 6.4137 | 73.9491 | 143.4286 | 134.7154 | 9.2247 | 0 |  | 108 | 803.6208 | 174.0177 | 344.4447 | 274.1937 | 6.4137 | 69.1043 | 151.2716 | 171.4299 | 9.2247 | 0 |  | 108 | 1289.3499 | 197.187 | 256.122 | 253.2034 | 6.4137 | 76.5859 | 162.2577 | 434.208 | 9.2247 | 0 |  | 108 | 1182.3257 | 229.1499 | 306.37 | 267.3651 | 6.4137 | 74.2126 | 173.4318 | 114.264 | 9.2247 | 0
| 109 | 1069.5405 | 173.8103 | 298.5643 | 253.7024 | 6.4137 | 73.8905 | 143.3269 | 134.5912 | 9.2247 | 0 |  | 109 | 800.1605 | 172.8671 | 342.2989 | 273.8649 | 6.4137 | 69.043 | 151.1326 | 171.3113 | 9.2247 | 0 |  | 109 | 1282.3467 | 196.0195 | 254.9627 | 252.8855 | 6.4137 | 76.5272 | 162.1261 | 433.8867 | 9.2247 | 0 |  | 109 | 1176.2946 | 227.3374 | 305.1213 | 267.0589 | 6.4137 | 74.1596 | 173.312 | 114.2167 | 9.2247 | 0
| 110 | 1064.1788 | 172.2954 | 297.2608 | 253.4158 | 6.4137 | 73.832 | 143.226 | 134.4711 | 9.2247 | 0 |  | 110 | 796.6544 | 171.9412 | 339.9733 | 273.5368 | 6.4137 | 68.9818 | 150.9954 | 171.1976 | 9.2247 | 0 |  | 110 | 1275.5716 | 194.8623 | 253.565 | 252.5677 | 6.4137 | 76.4686 | 161.9955 | 433.577 | 9.2247 | 0 |  | 110 | 1170.3353 | 225.4142 | 303.9073 | 266.757 | 6.4137 | 74.1066 | 173.1931 | 114.1714 | 9.2247 | 0
| 111 | 1058.7395 | 171.1523 | 295.6649 | 253.1276 | 6.4137 | 73.7735 | 143.1259 | 134.3549 | 9.2247 | 0 |  | 111 | 792.8556 | 170.6391 | 338.3168 | 273.2087 | 6.4137 | 68.9207 | 150.8602 | 171.0887 | 9.2247 | 0 |  | 111 | 1268.6157 | 193.723 | 252.3407 | 252.2391 | 6.4137 | 76.41 | 161.8659 | 433.2787 | 9.2247 | 0 |  | 111 | 1165.0806 | 223.4651 | 302.0147 | 266.455 | 6.4137 | 74.0537 | 173.075 | 114.128 | 9.2247 | 0
| 112 | 1053.3308 | 169.752 | 294.2955 | 252.8393 | 6.4137 | 73.7151 | 143.0265 | 134.2426 | 9.2247 | 0 |  | 112 | 789.1402 | 169.6034 | 336.3105 | 272.8806 | 6.4137 | 68.8598 | 150.7267 | 170.9846 | 9.2247 | 0 |  | 112 | 1262.2462 | 192.0328 | 251.0684 | 251.9231 | 6.4137 | 76.3515 | 161.7373 | 432.9917 | 9.2247 | 0 |  | 112 | 1158.7514 | 221.9186 | 300.7939 | 266.1529 | 6.4137 | 74.0009 | 172.9577 | 114.0865 | 9.2247 | 0
| 113 | 1048.0229 | 168.5445 | 292.6325 | 252.5511 | 6.4137 | 73.6567 | 142.9279 | 134.1339 | 9.2247 | 0 |  | 113 | 785.7263 | 168.6147 | 333.9364 | 272.5718 | 6.4137 | 68.799 | 150.5951 | 170.8853 | 9.2247 | 0 |  | 113 | 1255.4169 | 190.8801 | 249.7185 | 251.6072 | 6.4137 | 76.293 | 161.6096 | 432.7158 | 9.2247 | 0 |  | 113 | 1152.6024 | 220.6492 | 299.1159 | 265.8509 | 6.4137 | 73.9482 | 172.8412 | 114.0469 | 9.2247 | 0
| 114 | 1042.4214 | 167.3538 | 291.2253 | 252.2839 | 6.4137 | 73.5984 | 142.8299 | 134.029 | 9.2247 | 0 |  | 114 | 781.8383 | 167.5965 | 332.0832 | 272.2456 | 6.4137 | 68.7383 | 150.4652 | 170.7909 | 9.2247 | 0 |  | 114 | 1248.848 | 189.0182 | 248.8029 | 251.3056 | 6.4137 | 76.2345 | 161.4829 | 432.4508 | 9.2247 | 0 |  | 114 | 1146.2355 | 219.1245 | 297.8908 | 265.5691 | 6.4137 | 73.8956 | 172.7254 | 114.0091 | 9.2247 | 0
| 115 | 1036.4788 | 166.5081 | 289.8326 | 251.9983 | 6.4137 | 73.5401 | 142.7327 | 133.9275 | 9.2247 | 0 |  | 115 | 777.4055 | 166.8089 | 330.5442 | 271.9194 | 6.4137 | 68.6778 | 150.3371 | 170.7013 | 9.2247 | 0 |  | 115 | 1241.9626 | 187.6856 | 247.6806 | 250.9979 | 6.4137 | 76.176 | 161.3572 | 432.1967 | 9.2247 | 0 |  | 115 | 1139.9551 | 217.9387 | 296.2582 | 265.2695 | 6.4137 | 73.843 | 172.6103 | 113.9731 | 9.2247 | 0
| 116 | 1030.8438 | 165.1429 | 288.6432 | 251.7214 | 6.4137 | 73.4819 | 142.6361 | 133.8295 | 9.2247 | 0 |  | 116 | 774.194 | 165.1925 | 328.6032 | 271.6026 | 6.4137 | 68.6175 | 150.2107 | 170.6164 | 9.2247 | 0 |  | 116 | 1235.5908 | 186.0384 | 246.354 | 250.6956 | 6.4137 | 76.1177 | 161.2324 | 431.9533 | 9.2247 | 0 |  | 116 | 1134.3321 | 216.0765 | 294.6193 | 264.9952 | 6.4137 | 73.7906 | 172.496 | 113.9389 | 9.2247 | 0
| 117 | 1025.4638 | 164.1481 | 286.8382 | 251.4345 | 6.4137 | 73.4238 | 142.5402 | 133.7347 | 9.2247 | 0 |  | 117 | 770.3725 | 163.8859 | 326.9725 | 271.2759 | 6.4137 | 68.5573 | 150.0859 | 170.5364 | 9.2247 | 0 |  | 117 | 1228.5306 | 184.7891 | 245.3169 | 250.3943 | 6.4137 | 76.0593 | 161.1085 | 431.7204 | 9.2247 | 0 |  | 117 | 1128.1704 | 214.9476 | 292.8122 | 264.6944 | 6.4137 | 73.7383 | 172.3823 | 113.9064 | 9.2247 | 0
| 118 | 1020.057 | 163.0625 | 285.1508 | 251.1477 | 6.4137 | 73.3657 | 142.4448 | 133.6432 | 9.2247 | 0 |  | 118 | 766.0869 | 162.7931 | 325.5919 | 270.9494 | 6.4137 | 68.4973 | 149.9629 | 170.4611 | 9.2247 | 0 |  | 118 | 1221.431 | 183.7425 | 244.1247 | 250.0847 | 6.4137 | 76.001 | 160.9855 | 431.4979 | 9.2247 | 0 |  | 118 | 1122.1026 | 213.469 | 291.2609 | 264.3935 | 6.4137 | 73.6861 | 172.2692 | 113.8757 | 9.2247 | 0
| 119 | 1015.0401 | 161.9023 | 283.1445 | 250.8644 | 6.4137 | 73.3077 | 142.3501 | 133.5548 | 9.2247 | 0 |  | 119 | 761.6884 | 162.1686 | 323.853 | 270.6257 | 6.4137 | 68.4374 | 149.8415 | 170.3906 | 9.2247 | 0 |  | 119 | 1214.5124 | 182.7085 | 242.7343 | 249.7798 | 6.4137 | 75.9428 | 160.8634 | 431.2856 | 9.2247 | 0 |  | 119 | 1116.1526 | 212.2314 | 289.3431 | 264.1006 | 6.4137 | 73.634 | 172.1568 | 113.8466 | 9.2247 | 0
| 120 | 1009.4614 | 161.0188 | 281.4227 | 250.5817 | 6.4137 | 73.2498 | 142.256 | 133.4694 | 9.2247 | 0 |  | 120 | 757.0961 | 161.22 | 322.632 | 270.302 | 6.4137 | 68.3778 | 149.7217 | 170.3249 | 9.2247 | 0 |  | 120 | 1208.0321 | 181.4241 | 241.1557 | 249.4751 | 6.4137 | 75.8847 | 160.7422 | 431.0835 | 9.2247 | 0 |  | 120 | 1109.9504 | 210.9848 | 287.69 | 263.8039 | 6.4137 | 73.582 | 172.0449 | 113.8191 | 9.2247 | 0
| 121 | 1003.8963 | 159.9272 | 279.8956 | 250.2991 | 6.4137 | 73.192 | 142.1625 | 133.3869 | 9.2247 | 0 |  | 121 | 752.6308 | 160.3383 | 321.217 | 269.9784 | 6.4137 | 68.3183 | 149.6035 | 170.2639 | 9.2247 | 0 |  | 121 | 1200.8069 | 180.4429 | 240.0187 | 249.1705 | 6.4137 | 75.8267 | 160.6219 | 430.8913 | 9.2247 | 0 |  | 121 | 1104.2325 | 209.387 | 285.9041 | 263.5072 | 6.4137 | 73.5301 | 171.9337 | 113.7932 | 9.2247 | 2
| 122 | 997.7087 | 158.8568 | 278.9696 | 250.0164 | 6.4137 | 73.1343 | 142.0695 | 133.3072 | 9.2247 | 0 |  | 122 | 747.7348 | 159.4019 | 320.2758 | 269.6665 | 6.4137 | 68.259 | 149.4868 | 170.2076 | 9.2247 | 0 |  | 122 | 1193.7406 | 179.6092 | 238.5754 | 248.8659 | 6.4137 | 75.7687 | 160.5024 | 430.7089 | 9.2247 | 0 |  | 122 | 1097.3276 | 208.0822 | 285.0121 | 263.2105 | 6.4137 | 73.4784 | 171.823 | 113.7689 | 9.2247 | 6
| 123 | 991.4799 | 157.8952 | 277.9761 | 249.7337 | 6.4137 | 73.0767 | 141.977 | 133.2301 | 9.2247 | 0 |  | 123 | 742.7234 | 158.5985 | 319.3286 | 269.343 | 6.4137 | 68.1998 | 149.3717 | 170.1561 | 9.2247 | 0 |  | 123 | 1186.4935 | 178.4985 | 237.5898 | 248.5613 | 6.4137 | 75.7108 | 160.3838 | 430.5362 | 9.2247 | 0 |  | 123 | 1090.6683 | 206.7461 | 283.8924 | 262.9271 | 6.4137 | 73.4268 | 171.7129 | 113.7461 | 9.2247 | 10
| 124 | 985.7347 | 156.8878 | 276.5435 | 249.4523 | 6.4137 | 73.0192 | 141.885 | 133.1557 | 9.2247 | 0 |  | 124 | 738.4065 | 157.6581 | 317.8267 | 269.0167 | 6.4137 | 68.1409 | 149.258 | 170.1094 | 9.2247 | 0 |  | 124 | 1179.5141 | 177.1844 | 236.5276 | 248.2691 | 6.4137 | 75.653 | 160.266 | 430.3731 | 9.2247 | 0 |  | 124 | 1084.1844 | 205.4146 | 282.6119 | 262.6244 | 6.4137 | 73.3753 | 171.6032 | 113.7248 | 9.2247 | 14
| 125 | 979.9536 | 156.0003 | 275.0345 | 249.1632 | 6.4137 | 72.9618 | 141.7936 | 133.0837 | 9.2247 | 0 |  | 125 | 734.3317 | 156.3547 | 316.4286 | 268.7073 | 6.4137 | 68.0822 | 149.1459 | 170.0673 | 9.2247 | 0 |  | 125 | 1172.9386 | 175.9081 | 235.0396 | 247.961 | 6.4137 | 75.5954 | 160.149 | 430.2193 | 9.2247 | 0 |  | 125 | 1077.7667 | 204.1487 | 281.1972 | 262.3244 | 6.4137 | 73.324 | 171.4941 | 113.705 | 9.2247 | 18
| 126 | 973.6945 | 155.0581 | 274.034 | 248.8984 | 6.4137 | 72.9045 | 141.7025 | 133.0141 | 9.2247 | 0 |  | 126 | 730.0953 | 155.1362 | 315.088 | 268.4173 | 6.4137 | 68.0236 | 149.0352 | 170.03 | 9.2247 | 0 |  | 126 | 1165.9971 | 174.8328 | 233.6982 | 247.6712 | 6.4137 | 75.5378 | 160.0329 | 430.0747 | 9.2247 | 0 |  | 126 | 1070.5488 | 203.1591 | 280.2733 | 262.0573 | 6.4137 | 73.2728 | 171.3854 | 113.6866 | 9.2247 | 22
| 127 | 967.1202 | 154.4241 | 273.0325 | 248.6415 | 6.4137 | 72.8473 | 141.612 | 132.9467 | 9.2247 | 0 |  | 127 | 725.611 | 154.5848 | 313.3605 | 268.1325 | 6.4137 | 67.9653 | 148.9259 | 169.9973 | 9.2247 | 0 |  | 127 | 1158.1267 | 174.1229 | 232.9032 | 247.3985 | 6.4137 | 75.4803 | 159.9175 | 429.9393 | 9.2247 | 0 |  | 127 | 1063.503 | 202.3017 | 279.0425 | 261.7928 | 6.4137 | 73.2217 | 171.2772 | 113.6696 | 9.2247 | 26
| 128 | 961.3533 | 153.4627 | 271.9018 | 248.3897 | 6.4137 | 72.7903 | 141.5218 | 132.8815 | 9.2247 | 0 |  | 128 | 722.0381 | 153.4493 | 312.1266 | 267.8349 | 6.4137 | 67.9072 | 148.818 | 169.9694 | 9.2247 | 0 |  | 128 | 1150.2167 | 173.3537 | 232.2274 | 247.1291 | 6.4137 | 75.423 | 159.803 | 429.8128 | 9.2247 | 0 |  | 128 | 1057.6748 | 200.8399 | 277.8701 | 261.5339 | 6.4137 | 73.1708 | 171.1693 | 113.654 | 9.2247 | 30
| 129 | 955.5053 | 152.6212 | 271.4167 | 248.1256 | 6.4137 | 72.7334 | 141.4321 | 132.8184 | 9.2247 | 0 |  | 129 | 718.8408 | 152.2981 | 310.5433 | 267.5269 | 6.4137 | 67.8492 | 148.7115 | 169.9461 | 9.2247 | 0 |  | 129 | 1143.7032 | 172.4265 | 231.4481 | 246.8595 | 6.4137 | 75.3658 | 159.6892 | 429.6951 | 9.2247 | 0 |  | 129 | 1051.0812 | 199.8632 | 277.4637 | 261.2584 | 6.4137 | 73.12 | 171.0619 | 113.6397 | 9.2247 | 34
| 130 | 949.9314 | 152.0361 | 270.4141 | 247.8486 | 6.4137 | 72.6766 | 141.3427 | 132.7572 | 9.2247 | 0 |  | 130 | 714.8543 | 151.6292 | 309.2419 | 267.2439 | 6.4137 | 67.7916 | 148.6063 | 169.9275 | 9.2247 | 0 |  | 130 | 1136.5998 | 171.8395 | 230.9498 | 246.5588 | 6.4137 | 75.3087 | 159.5761 | 429.586 | 9.2247 | 0 |  | 130 | 1045.0371 | 198.7776 | 276.6008 | 260.9987 | 6.4137 | 73.0694 | 170.9549 | 113.6267 | 9.2247 | 39
| 131 | 944.5667 | 151.3319 | 269.2981 | 247.595 | 6.4137 | 72.6199 | 141.2537 | 132.6979 | 9.2247 | 0 |  | 131 | 710.7398 | 150.8262 | 308.2488 | 266.9148 | 6.4137 | 67.7341 | 148.5024 | 169.9136 | 9.2247 | 0 |  | 131 | 1129.9744 | 170.7779 | 230.4162 | 246.2897 | 6.4137 | 75.2517 | 159.4639 | 429.4855 | 9.2247 | 0 |  | 131 | 1039.1487 | 198.1035 | 275.198 | 260.7117 | 6.4137 | 73.019 | 170.8482 | 113.6149 | 9.2247 | 43
| 132 | 939.2823 | 150.3273 | 268.4635 | 247.2798 | 6.4137 | 72.5634 | 141.1651 | 132.6403 | 9.2247 | 0 |  | 132 | 707.0465 | 149.8178 | 307.0037 | 266.6217 | 6.4137 | 67.6768 | 148.3998 | 169.9043 | 9.2247 | 0 |  | 132 | 1123.3484 | 170.0179 | 229.6486 | 245.9539 | 6.4137 | 75.1949 | 159.3523 | 429.3933 | 9.2247 | 0 |  | 132 | 1033.326 | 196.8257 | 274.3468 | 260.4112 | 6.4137 | 72.9687 | 170.7418 | 113.6044 | 9.2247 | 47
| 133 | 934.1143 | 149.6239 | 267.149 | 247.0271 | 6.4137 | 72.507 | 141.0768 | 132.5843 | 9.2247 | 0 |  | 133 | 703.4516 | 149.0966 | 305.3581 | 266.3436 | 6.4137 | 67.6198 | 148.2985 | 169.8997 | 9.2247 | 0 |  | 133 | 1116.6809 | 169.3712 | 228.7431 | 245.6841 | 6.4137 | 75.1383 | 159.2415 | 429.3094 | 9.2247 | 0 |  | 133 | 1027.5928 | 195.9183 | 272.996 | 260.1503 | 6.4137 | 72.9186 | 170.6357 | 113.5951 | 9.2247 | 51
| 134 | 928.7116 | 148.5062 | 266.4835 | 246.7744 | 6.4137 | 72.4508 | 140.9887 | 132.5298 | 9.2247 | 0 |  | 134 | 699.1543 | 148.2907 | 304.4998 | 266.0654 | 6.4137 | 67.563 | 148.1984 | 169.8997 | 9.2247 | 0 |  | 134 | 1109.8818 | 168.7796 | 227.914 | 245.4142 | 6.4137 | 75.0818 | 159.1314 | 429.2336 | 9.2247 | 0 |  | 134 | 1021.8313 | 194.4827 | 272.2016 | 259.8894 | 6.4137 | 72.8686 | 170.5299 | 113.5869 | 9.2247 | 55
| 135 | 924.0071 | 147.4028 | 265.1056 | 246.5217 | 6.4137 | 72.3947 | 140.901 | 132.4768 | 9.2247 | 0 |  | 135 | 695.2852 | 147.3119 | 303.386 | 265.7872 | 6.4137 | 67.5065 | 148.0994 | 169.9043 | 9.2247 | 0 |  | 135 | 1103.0845 | 168.0783 | 227.1929 | 245.1444 | 6.4137 | 75.0254 | 159.022 | 429.1657 | 9.2247 | 0 |  | 135 | 1016.6512 | 192.9676 | 270.9054 | 259.6285 | 6.4137 | 72.8188 | 170.4244 | 113.5799 | 9.2247 | 59
| 136 | 918.3143 | 146.6577 | 264.3574 | 246.269 | 6.4137 | 72.3389 | 140.8135 | 132.4251 | 9.2247 | 0 |  | 136 | 691.3065 | 146.2649 | 302.4477 | 265.5114 | 6.4137 | 67.4502 | 148.0017 | 169.9136 | 9.2247 | 0 |  | 136 | 1096.5995 | 167.322 | 226.2146 | 244.8746 | 6.4137 | 74.9693 | 158.9132 | 429.1055 | 9.2247 | 0 |  | 136 | 1010.3757 | 192.0492 | 270.1079 | 259.3677 | 6.4137 | 72.7692 | 170.3191 | 113.5739 | 9.2247 | 63
| 137 | 912.2749 | 146.2171 | 263.6474 | 246.0205 | 6.4137 | 72.2831 | 140.7263 | 132.3746 | 9.2247 | 0 |  | 137 | 687.0932 | 145.5762 | 301.3806 | 265.2407 | 6.4137 | 67.3942 | 147.9051 | 169.9275 | 9.2247 | 0 |  | 137 | 1090.3106 | 166.5112 | 225.0921 | 244.6072 | 6.4137 | 74.9132 | 158.8052 | 429.0531 | 9.2247 | 0 |  | 137 | 1003.7544 | 191.508 | 269.2728 | 259.1129 | 6.4137 | 72.7198 | 170.214 | 113.569 | 9.2247 | 68
| 138 | 906.4155 | 145.534 | 262.9964 | 245.7754 | 6.4137 | 72.2276 | 140.6393 | 132.3252 | 9.2247 | 0 |  | 138 | 682.5589 | 144.6948 | 300.8273 | 264.97 | 6.4137 | 67.3384 | 147.8097 | 169.946 | 9.2247 | 0 |  | 138 | 1083.722 | 165.7015 | 224.2636 | 244.3444 | 6.4137 | 74.8574 | 158.6978 | 429.0081 | 9.2247 | 0 |  | 138 | 997.5534 | 190.5884 | 268.3939 | 258.8602 | 6.4137 | 72.6706 | 170.1091 | 113.5652 | 9.2247 | 72
| 139 | 901.2086 | 145.1037 | 261.4402 | 245.5303 | 6.4137 | 72.1722 | 140.5525 | 132.2769 | 9.2247 | 0 |  | 139 | 678.1109 | 144.148 | 299.8554 | 264.6968 | 6.4137 | 67.2829 | 147.7153 | 169.9691 | 9.2247 | 0 |  | 139 | 1077.2385 | 164.8402 | 223.3819 | 244.0813 | 6.4137 | 74.8018 | 158.591 | 428.9705 | 9.2247 | 0 |  | 139 | 991.2158 | 189.9191 | 267.4013 | 258.6074 | 6.4137 | 72.6215 | 170.0044 | 113.5623 | 9.2247 | 76
| 140 | 894.9772 | 144.6398 | 260.9497 | 245.2773 | 6.4137 | 72.117 | 140.4659 | 132.2294 | 9.2247 | 0 |  | 140 | 673.7696 | 143.3786 | 298.9951 | 264.428 | 6.4137 | 67.2276 | 147.622 | 169.9968 | 9.2247 | 0 |  | 140 | 1070.8029 | 163.9299 | 222.5054 | 243.8143 | 6.4137 | 74.7463 | 158.4849 | 428.9401 | 9.2247 | 0 |  | 140 | 984.3764 | 189.2292 | 266.9288 | 258.3569 | 6.4137 | 72.5726 | 169.8998 | 113.5603 | 9.2247 | 80
| 141 | 888.6947 | 144.2551 | 260.4255 | 245.0301 | 6.4137 | 72.0619 | 140.3794 | 132.1827 | 9.2247 | 0 |  | 141 | 669.0094 | 142.8996 | 298.2633 | 264.1592 | 6.4137 | 67.1726 | 147.5298 | 170.029 | 9.2247 | 0 |  | 141 | 1063.9262 | 163.2533 | 221.8375 | 243.5459 | 6.4137 | 74.691 | 158.3795 | 428.9168 | 9.2247 | 0 |  | 141 | 977.4228 | 188.6277 | 266.4861 | 258.1024 | 6.4137 | 72.524 | 169.7954 | 113.5593 | 9.2247 | 85
| 142 | 883.4657 | 143.5151 | 259.2032 | 244.7829 | 6.4137 | 72.0071 | 140.2931 | 132.1367 | 9.2247 | 0 |  | 142 | 664.4047 | 142.1826 | 297.614 | 263.8904 | 6.4137 | 67.1179 | 147.4385 | 170.0659 | 9.2247 | 0 |  | 142 | 1057.2239 | 162.4788 | 221.09 | 243.2807 | 6.4137 | 74.6359 | 158.2746 | 428.9004 | 9.2247 | 0 |  | 142 | 971.7276 | 187.671 | 265.1403 | 257.8478 | 6.4137 | 72.4755 | 169.691 | 113.5592 | 9.2247 | 89
| 143 | 877.6965 | 142.8851 | 258.4109 | 244.5358 | 6.4137 | 71.9525 | 140.2069 | 132.0913 | 9.2247 | 0 |  | 143 | 660.5044 | 141.409 | 296.317 | 263.6216 | 6.4137 | 67.0634 | 147.3483 | 170.1072 | 9.2247 | 0 |  | 143 | 1050.9635 | 161.6429 | 219.9618 | 243.0155 | 6.4137 | 74.5811 | 158.1703 | 428.8907 | 9.2247 | 0 |  | 143 | 965.5151 | 186.9647 | 264.0613 | 257.5933 | 6.4137 | 72.4272 | 169.5867 | 113.56 | 9.2247 | 93
| 144 | 871.9423 | 142.3974 | 257.4614 | 244.2886 | 6.4137 | 71.898 | 140.1208 | 132.0463 | 9.2247 | 0 |  | 144 | 655.868 | 140.9541 | 295.4382 | 263.3518 | 6.4137 | 67.0092 | 147.259 | 170.1532 | 9.2247 | 0 |  | 144 | 1044.1931 | 160.7509 | 219.3999 | 242.7504 | 6.4137 | 74.5264 | 158.0666 | 428.8877 | 9.2247 | 0 |  | 144 | 958.9644 | 186.252 | 263.3269 | 257.3388 | 6.4137 | 72.3792 | 169.4825 | 113.5615 | 9.2247 | 97
| 145 | 866.6734 | 141.4593 | 256.4786 | 244.0398 | 6.4137 | 71.8438 | 140.0348 | 132.0017 | 9.2247 | 0 |  | 145 | 651.7311 | 140.3596 | 294.1949 | 263.0867 | 6.4137 | 66.9553 | 147.1706 | 170.2037 | 9.2247 | 0 |  | 145 | 1038.2406 | 159.3581 | 218.521 | 242.4852 | 6.4137 | 74.472 | 157.9635 | 428.8912 | 9.2247 | 0 |  | 145 | 953.2425 | 185.2041 | 262.1011 | 257.0821 | 6.4137 | 72.3313 | 169.3783 | 113.5639 | 9.2247 | 102
| 146 | 862.1048 | 140.0231 | 255.289 | 243.7956 | 6.4137 | 71.7898 | 139.9489 | 131.9574 | 9.2247 | 0 |  | 146 | 647.9208 | 139.4314 | 292.9548 | 262.8255 | 6.4137 | 66.9017 | 147.0831 | 170.2587 | 9.2247 | 0 |  | 146 | 1032.2451 | 158.1314 | 217.5178 | 242.2209 | 6.4137 | 74.4178 | 157.861 | 428.9011 | 9.2247 | 0 |  | 146 | 948.1391 | 183.3851 | 261.0199 | 256.8335 | 6.4137 | 72.2837 | 169.2741 | 113.567 | 9.2247 | 106
| 147 | 856.06 | 139.4007 | 254.7586 | 243.5546 | 6.4137 | 71.7359 | 139.863 | 131.9133 | 9.2247 | 0 |  | 147 | 643.9722 | 138.7349 | 291.6213 | 262.5643 | 6.4137 | 66.8484 | 146.9966 | 170.3183 | 9.2247 | 0 |  | 147 | 1025.4251 | 157.5094 | 216.7298 | 241.9613 | 6.4137 | 74.3638 | 157.759 | 428.9171 | 9.2247 | 0 |  | 147 | 941.5533 | 182.5596 | 260.4274 | 256.585 | 6.4137 | 72.2363 | 169.1698 | 113.5708 | 9.2247 | 110
| 148 | 850.4139 | 138.8428 | 253.765 | 243.3135 | 6.4137 | 71.6823 | 139.7771 | 131.8692 | 9.2247 | 0 |  | 148 | 639.8566 | 138.0899 | 290.4034 | 262.3031 | 6.4137 | 66.7954 | 146.9108 | 170.3824 | 9.2247 | 0 |  | 148 | 1018.5254 | 156.8088 | 216.1002 | 241.7018 | 6.4137 | 74.31 | 157.6575 | 428.9392 | 9.2247 | 0 |  | 148 | 935.5336 | 181.7365 | 259.2665 | 256.3364 | 6.4137 | 72.1891 | 169.0656 | 113.5753 | 9.2247 | 114
| 149 | 845.5866 | 138.094 | 252.1437 | 243.0724 | 6.4137 | 71.629 | 139.6912 | 131.8251 | 9.2247 | 0 |  | 149 | 635.7666 | 137.01 | 289.5947 | 262.0418 | 6.4137 | 66.7427 | 146.8259 | 170.4509 | 9.2247 | 0 |  | 149 | 1011.4438 | 156.1707 | 215.59 | 241.4422 | 6.4137 | 74.2565 | 157.5566 | 428.9672 | 9.2247 | 0 |  | 149 | 930.175 | 180.8 | 257.5578 | 256.0878 | 6.4137 | 72.1421 | 168.9612 | 113.5804 | 9.2247 | 119
| 150 | 840.4447 | 137.1713 | 251.0107 | 242.8313 | 6.4137 | 71.5758 | 139.6053 | 131.7808 | 9.2247 | 0 |  | 150 | 631.3352 | 136.6735 | 288.3839 | 261.7806 | 6.4137 | 66.6903 | 146.7418 | 170.524 | 9.2247 | 0 |  | 150 | 1004.554 | 155.5938 | 214.8267 | 241.1826 | 6.4137 | 74.2032 | 157.4562 | 429.001 | 9.2247 | 0 |  | 150 | 924.1237 | 179.7353 | 256.67 | 255.8393 | 6.4137 | 72.0954 | 168.8568 | 113.5862 | 9.2247 | 123
| 151 | 834.1932 | 136.7845 | 250.4515 | 242.5903 | 6.4137 | 71.5229 | 139.5194 | 131.7363 | 9.2247 | 0 |  | 151 | 627.1215 | 136.0538 | 287.2388 | 261.5194 | 6.4137 | 66.6382 | 146.6584 | 170.6016 | 9.2247 | 0 |  | 151 | 998.2733 | 154.5806 | 213.8906 | 240.923 | 6.4137 | 74.1502 | 157.3563 | 429.0404 | 9.2247 | 0 |  | 151 | 917.3467 | 179.1001 | 256.0786 | 255.5907 | 6.4137 | 72.0488 | 168.7523 | 113.5925 | 9.2247 | 127
| 152 | 829.0532 | 135.9072 | 249.2713 | 242.3492 | 6.4137 | 71.4702 | 139.4334 | 131.6913 | 9.2247 | 0 |  | 152 | 622.6528 | 135.6358 | 286.1469 | 261.2582 | 6.4137 | 66.5865 | 146.5758 | 170.6837 | 9.2247 | 0 |  | 152 | 992.139 | 153.5469 | 212.8288 | 240.6634 | 6.4137 | 74.0974 | 157.2568 | 429.0853 | 9.2247 | 0 |  | 152 | 911.9273 | 177.8483 | 254.746 | 255.3421 | 6.4137 | 72.0026 | 168.6476 | 113.5994 | 9.2247 | 131
| 153 | 823.4661 | 135.3461 | 248.2219 | 242.1081 | 6.4137 | 71.4178 | 139.3473 | 131.646 | 9.2247 | 0 |  | 153 | 618.5681 | 134.8372 | 285.0517 | 260.9969 | 6.4137 | 66.535 | 146.4939 | 170.7702 | 9.2247 | 0 |  | 153 | 984.9337 | 153.117 | 212.2339 | 240.4038 | 6.4137 | 74.0449 | 157.1579 | 429.1355 | 9.2247 | 0 |  | 153 | 905.9336 | 177.0891 | 253.4953 | 255.0936 | 6.4137 | 71.9565 | 168.5428 | 113.6069 | 9.2247 | 136
| 154 | 818.4491 | 134.6247 | 246.7627 | 241.867 | 6.4137 | 71.3656 | 139.2611 | 131.6 | 9.2247 | 0 |  | 154 | 614.3658 | 134.239 | 283.8736 | 260.7357 | 6.4137 | 66.4839 | 146.4127 | 170.8612 | 9.2247 | 0 |  | 154 | 977.949 | 152.5823 | 211.5233 | 240.1443 | 6.4137 | 73.9927 | 157.0594 | 429.1909 | 9.2247 | 0 |  | 154 | 899.668 | 176.3685 | 252.4777 | 254.845 | 6.4137 | 71.9107 | 168.4378 | 113.6148 | 9.2247 | 140
| 155 | 812.5407 | 133.9401 | 246.1742 | 241.61 | 6.4137 | 71.3137 | 139.1748 | 131.5534 | 9.2247 | 0 |  | 155 | 610.8539 | 133.451 | 282.2196 | 260.4498 | 6.4137 | 66.4331 | 146.3322 | 170.9567 | 9.2247 | 0 |  | 155 | 971.8873 | 151.4809 | 210.4699 | 239.8714 | 6.4137 | 73.9407 | 156.9613 | 429.2514 | 9.2247 | 0 |  | 155 | 893.3949 | 175.4457 | 251.6992 | 254.5672 | 6.4137 | 71.8652 | 168.3326 | 113.6231 | 9.2247 | 144
| 156 | 807.0166 | 133.2891 | 245.1574 | 241.3633 | 6.4137 | 71.262 | 139.0884 | 131.506 | 9.2247 | 0 |  | 156 | 606.732 | 132.823 | 280.9926 | 260.187 | 6.4137 | 66.3826 | 146.2523 | 171.0566 | 9.2247 | 0 |  | 156 | 965.7882 | 150.4181 | 209.4057 | 239.6079 | 6.4137 | 73.889 | 156.8637 | 429.3167 | 9.2247 | 0 |  | 156 | 887.1672 | 174.6179 | 250.7473 | 254.3222 | 6.4137 | 71.8199 | 168.2272 | 113.6319 | 9.2247 | 149
| 157 | 801.6675 | 132.5204 | 244.0742 | 241.1256 | 6.4137 | 71.2106 | 139.0018 | 131.4577 | 9.2247 | 0 |  | 157 | 602.7651 | 131.9753 | 279.8244 | 259.9299 | 6.4137 | 66.3325 | 146.1729 | 171.161 | 9.2247 | 0 |  | 157 | 959.4215 | 149.5986 | 208.3487 | 239.3616 | 6.4137 | 73.8376 | 156.7666 | 429.3868 | 9.2247 | 0 |  | 157 | 881.6343 | 173.5251 | 249.3657 | 254.0772 | 6.4137 | 71.7748 | 168.1215 | 113.641 | 9.2247 | 153
| 158 | 796.1565 | 131.6832 | 243.2159 | 240.8935 | 6.4137 | 71.1594 | 138.915 | 131.4084 | 9.2247 | 0 |  | 158 | 598.8767 | 131.3627 | 278.334 | 259.6816 | 6.4137 | 66.2827 | 146.0942 | 171.2698 | 9.2247 | 0 |  | 158 | 953.0418 | 148.6289 | 207.4501 | 239.1201 | 6.4137 | 73.7865 | 156.6698 | 429.4615 | 9.2247 | 0 |  | 158 | 875.8079 | 172.2332 | 248.4713 | 253.8377 | 6.4137 | 71.7301 | 168.0156 | 113.6505 | 9.2247 | 157
| 159 | 790.7963 | 130.9042 | 242.1433 | 240.6668 | 6.4137 | 71.1085 | 138.828 | 131.358 | 9.2247 | 0 |  | 159 | 594.8477 | 130.4001 | 277.3292 | 259.4381 | 6.4137 | 66.2333 | 146.016 | 171.383 | 9.2247 | 0 |  | 159 | 947.0813 | 147.7039 | 206.0564 | 238.9098 | 6.4137 | 73.7357 | 156.5735 | 429.5407 | 9.2247 | 0 |  | 159 | 869.7628 | 171.3262 | 247.4057 | 253.6029 | 6.4137 | 71.6855 | 167.9094 | 113.6603 | 9.2247 | 162
| 160 | 785.762 | 130.0253 | 240.8447 | 240.44 | 6.4137 | 71.0579 | 138.7408 | 131.3064 | 9.2247 | 0 |  | 160 | 591.2105 | 129.5451 | 275.8251 | 259.1947 | 6.4137 | 66.1842 | 145.9384 | 171.5006 | 9.2247 | 0 |  | 160 | 940.3349 | 146.903 | 205.3247 | 238.6991 | 6.4137 | 73.6852 | 156.4775 | 429.6242 | 9.2247 | 0 |  | 160 | 863.9804 | 170.2146 | 246.2823 | 253.3681 | 6.4137 | 71.6413 | 167.8028 | 113.6704 | 9.2247 | 166
| 161 | 780.2932 | 129.3305 | 239.7965 | 240.2132 | 6.4137 | 71.0076 | 138.6534 | 131.2535 | 9.2247 | 0 |  | 161 | 587.007 | 128.9677 | 274.6097 | 258.9512 | 6.4137 | 66.1355 | 145.8612 | 171.6227 | 9.2247 | 0 |  | 161 | 933.22 | 146.3312 | 204.7327 | 238.4884 | 6.4137 | 73.635 | 156.3819 | 429.7119 | 9.2247 | 0 |  | 161 | 858.2264 | 169.3072 | 244.9263 | 253.1333 | 6.4137 | 71.5973 | 167.6959 | 113.6807 | 9.2247 | 170
| 162 | 774.811 | 128.5855 | 238.8848 | 239.9134 | 6.4137 | 70.9576 | 138.5657 | 131.1991 | 9.2247 | 0 |  | 162 | 582.7883 | 128.3377 | 273.4707 | 258.6989 | 6.4137 | 66.0871 | 145.7845 | 171.7491 | 9.2247 | 0 |  | 162 | 927.002 | 145.1032 | 204.0114 | 238.1661 | 6.4137 | 73.5851 | 156.2867 | 429.8036 | 9.2247 | 0 |  | 162 | 852.0036 | 168.3777 | 244.1387 | 252.8209 | 6.4137 | 71.5536 | 167.5887 | 113.6913 | 9.2247 | 175
| 163 | 769.3091 | 128.1648 | 237.6239 | 239.6584 | 6.4137 | 70.9078 | 138.4777 | 131.1433 | 9.2247 | 0 |  | 163 | 578.5166 | 127.7694 | 272.3419 | 258.4281 | 6.4137 | 66.0391 | 145.7083 | 171.8799 | 9.2247 | 0 |  | 163 | 920.8781 | 144.3244 | 202.6533 | 237.9373 | 6.4137 | 73.5356 | 156.1918 | 429.8992 | 9.2247 | 0 |  | 163 | 845.7728 | 167.7154 | 243.0256 | 252.5748 | 6.4137 | 71.5101 | 167.481 | 113.702 | 9.2247 | 179
| 164 | 763.9896 | 127.5427 | 236.3017 | 239.4835 | 6.4137 | 70.8584 | 138.3894 | 131.0858 | 9.2247 | 0 |  | 164 | 573.9997 | 127.1946 | 271.4244 | 258.1973 | 6.4137 | 65.9915 | 145.6324 | 172.0151 | 9.2247 | 0 |  | 164 | 913.8288 | 143.7797 | 201.9072 | 237.7879 | 6.4137 | 73.4863 | 156.0972 | 429.9985 | 9.2247 | 0 |  | 164 | 839.8915 | 167.0191 | 241.5236 | 252.4021 | 6.4137 | 71.467 | 167.373 | 113.7128 | 9.2247 | 183
| 165 | 758.121 | 126.9955 | 235.4963 | 239.2661 | 6.4137 | 70.8092 | 138.3008 | 131.0266 | 9.2247 | 0 |  | 165 | 570.2732 | 126.4299 | 269.9043 | 257.9689 | 6.4137 | 65.9442 | 145.557 | 172.1547 | 9.2247 | 0 |  | 165 | 906.4868 | 143.2644 | 201.5106 | 237.5523 | 6.4137 | 73.4374 | 156.003 | 430.1015 | 9.2247 | 0 |  | 165 | 833.6414 | 166.3118 | 240.4772 | 252.1537 | 6.4137 | 71.4241 | 167.2645 | 113.7238 | 9.2247 | 188
| 166 | 752.2352 | 126.7737 | 234.5548 | 238.8767 | 6.4137 | 70.7604 | 138.2118 | 130.9656 | 9.2247 | 0 |  | 166 | 566.04 | 125.8003 | 268.8754 | 257.6208 | 6.4137 | 65.8973 | 145.4819 | 172.2986 | 9.2247 | 0 |  | 166 | 899.837 | 142.6761 | 200.6089 | 237.2025 | 6.4137 | 73.3888 | 155.9091 | 430.2079 | 9.2247 | 0 |  | 166 | 827.0409 | 165.8402 | 239.7155 | 251.7351 | 6.4137 | 71.3815 | 167.1555 | 113.7349 | 9.2247 | 192
| 167 | 746.3655 | 126.2178 | 233.8122 | 238.6063 | 6.4137 | 70.7118 | 138.1225 | 130.9026 | 9.2247 | 0 |  | 167 | 561.6263 | 125.2974 | 267.8989 | 257.2741 | 6.4137 | 65.8508 | 145.4072 | 172.4469 | 9.2247 | 0 |  | 167 | 892.547 | 142.3514 | 199.9102 | 237.0264 | 6.4137 | 73.3406 | 155.8155 | 430.3176 | 9.2247 | 3 |  | 167 | 820.2763 | 165.1474 | 239.1257 | 251.53 | 6.4137 | 71.3392 | 167.0461 | 113.746 | 9.2247 | 196
| 168 | 739.7408 | 125.914 | 233.3944 | 238.5138 | 6.4137 | 70.6636 | 138.0328 | 130.8376 | 9.2247 | 0 |  | 168 | 556.6567 | 124.888 | 267.2267 | 257.0856 | 6.4137 | 65.8047 | 145.3327 | 172.5996 | 9.2247 | 0 |  | 168 | 884.609 | 142.1507 | 199.6222 | 236.9636 | 6.4137 | 73.2927 | 155.7222 | 430.4304 | 9.2247 | 6 |  | 168 | 813.1296 | 164.6979 | 238.5606 | 251.439 | 6.4137 | 71.2972 | 166.9362 | 113.7571 | 9.2247 | 201
| 169 | 732.7621 | 125.823 | 233.1929 | 238.3465 | 6.4137 | 70.6157 | 137.9427 | 130.7704 | 9.2247 | 0 |  | 169 | 551.8309 | 124.4227 | 266.4365 | 256.927 | 6.4137 | 65.759 | 145.2585 | 172.7566 | 9.2247 | 0 |  | 169 | 876.8369 | 141.8873 | 199.3603 | 236.7715 | 6.4137 | 73.2452 | 155.6292 | 430.5463 | 9.2247 | 9 |  | 169 | 805.3651 | 164.5883 | 238.3956 | 251.2258 | 6.4137 | 71.2555 | 166.8257 | 113.7681 | 9.2247 | 205
| 170 | 726.7782 | 125.4291 | 232.4047 | 238.0739 | 6.4137 | 70.5681 | 137.8522 | 130.701 | 9.2247 | 0 |  | 170 | 546.4818 | 124.1834 | 265.9978 | 256.7143 | 6.4137 | 65.7137 | 145.1846 | 172.9179 | 9.2247 | 0 |  | 170 | 870.0725 | 141.2451 | 198.5988 | 236.4501 | 6.4137 | 73.198 | 155.5365 | 430.6651 | 9.2247 | 13 |  | 170 | 798.6628 | 164.1031 | 237.6444 | 250.9122 | 6.4137 | 71.2142 | 166.7147 | 113.7791 | 9.2247 | 209
| 171 | 720.8635 | 124.8145 | 231.7373 | 237.832 | 6.4137 | 70.5208 | 137.7612 | 130.6292 | 9.2247 | 0 |  | 171 | 541.0694 | 123.996 | 265.6143 | 256.4578 | 6.4137 | 65.6688 | 145.1109 | 173.0835 | 9.2247 | 0 |  | 171 | 862.9723 | 140.5592 | 198.1065 | 236.2389 | 6.4137 | 73.1512 | 155.4439 | 430.7866 | 9.2247 | 16 |  | 171 | 791.9329 | 163.4113 | 237.0065 | 250.7194 | 6.4137 | 71.1731 | 166.6032 | 113.7901 | 9.2247 | 213
| 172 | 714.937 | 124.1759 | 230.9859 | 237.7098 | 6.4137 | 70.4739 | 137.6697 | 130.5549 | 9.2247 | 0 |  | 172 | 535.9517 | 123.7298 | 264.9468 | 256.2693 | 6.4137 | 65.6242 | 145.0375 | 173.2534 | 9.2247 | 0 |  | 172 | 856.1863 | 139.5455 | 197.5211 | 236.1344 | 6.4137 | 73.1047 | 155.3517 | 430.9106 | 9.2247 | 20 |  | 172 | 785.5064 | 162.3411 | 236.4022 | 250.5682 | 6.4137 | 71.1323 | 166.491 | 113.8008 | 9.2247 | 218
| 173 | 708.8848 | 123.5928 | 230.3745 | 237.518 | 6.4137 | 70.4273 | 137.5778 | 130.4781 | 9.2247 | 0 |  | 173 | 530.669 | 123.2979 | 264.5806 | 256.1104 | 6.4137 | 65.5801 | 144.9641 | 173.4277 | 9.2247 | 0 |  | 173 | 849.7986 | 138.4735 | 196.6281 | 235.9976 | 6.4137 | 73.0587 | 155.2596 | 431.0371 | 9.2247 | 23 |  | 173 | 779.0291 | 161.6276 | 235.5421 | 250.3669 | 6.4137 | 71.0918 | 166.3782 | 113.8115 | 9.2247 | 222
| 174 | 703.6121 | 122.4115 | 229.5816 | 237.3262 | 6.4137 | 70.3811 | 137.4854 | 130.3986 | 9.2247 | 0 |  | 174 | 526.5021 | 122.4023 | 263.5621 | 255.9516 | 6.4137 | 65.5364 | 144.891 | 173.6062 | 9.2247 | 0 |  | 174 | 843.0022 | 137.4294 | 196.1616 | 235.815 | 6.4137 | 73.013 | 155.1678 | 431.166 | 9.2247 | 27 |  | 174 | 773.3262 | 160.1897 | 234.632 | 250.1655 | 6.4137 | 71.0517 | 166.2648 | 113.8219 | 9.2247 | 226
| 175 | 698.4876 | 120.952 | 228.9331 | 237.1528 | 6.4137 | 70.3352 | 137.3925 | 130.3163 | 9.2247 | 0 |  | 175 | 522.9102 | 121.5457 | 261.9296 | 255.7928 | 6.4137 | 65.4932 | 144.8179 | 173.789 | 9.2247 | 0 |  | 175 | 836.5261 | 136.5156 | 195.5073 | 235.6325 | 6.4137 | 72.9677 | 155.0762 | 431.2969 | 9.2247 | 30 |  | 175 | 767.8438 | 158.479 | 233.9823 | 249.9944 | 6.4137 | 71.0119 | 166.1507 | 113.8321 | 9.2247 | 231
| 176 | 693.3638 | 120.0371 | 228.3153 | 237.0043 | 6.4137 | 70.2897 | 137.299 | 130.2311 | 9.2247 | 0 |  | 176 | 519.4111 | 120.2029 | 261.0753 | 255.623 | 6.4137 | 65.4503 | 144.7449 | 173.9761 | 9.2247 | 0 |  | 176 | 830.0224 | 135.9254 | 194.9906 | 235.4499 | 6.4137 | 72.9228 | 154.9848 | 431.4299 | 9.2247 | 33 |  | 176 | 762.2867 | 157.1572 | 233.4542 | 249.8385 | 6.4137 | 70.9724 | 166.0359 | 113.8421 | 9.2247 | 235
| 177 | 688.3501 | 119.2318 | 227.4777 | 236.8557 | 6.4137 | 70.2445 | 137.2049 | 130.143 | 9.2247 | 0 |  | 177 | 515.6548 | 119.3492 | 260.2226 | 255.4398 | 6.4137 | 65.4079 | 144.672 | 174.1675 | 9.2247 | 0 |  | 177 | 823.8571 | 135.2161 | 194.2289 | 235.293 | 6.4137 | 72.8783 | 154.8935 | 431.5647 | 9.2247 | 37 |  | 177 | 756.7145 | 156.143 | 232.6371 | 249.6793 | 6.4137 | 70.9332 | 165.9205 | 113.8517 | 9.2247 | 239
| 178 | 683.1854 | 118.7283 | 226.5218 | 236.6747 | 6.4137 | 70.1997 | 137.1103 | 130.0517 | 9.2247 | 0 |  | 178 | 511.8157 | 118.8062 | 259.1586 | 255.2399 | 6.4137 | 65.3659 | 144.5991 | 174.3631 | 9.2247 | 0 |  | 178 | 817.5943 | 134.4333 | 193.662 | 235.1122 | 6.4137 | 72.8342 | 154.8024 | 431.7013 | 9.2247 | 40 |  | 178 | 750.8166 | 155.4916 | 231.8235 | 249.4794 | 6.4137 | 70.8943 | 165.8043 | 113.861 | 9.2247 | 243
| 179 | 677.7246 | 118.3085 | 225.8004 | 236.4716 | 6.4137 | 70.1552 | 137.015 | 129.9573 | 9.2247 | 0 |  | 179 | 507.8363 | 118.4691 | 258.0589 | 255.0102 | 6.4137 | 65.3243 | 144.5263 | 174.563 | 9.2247 | 0 |  | 179 | 811.7619 | 133.598 | 192.7235 | 234.9252 | 6.4137 | 72.7905 | 154.7115 | 431.8394 | 9.2247 | 44 |  | 179 | 745.0949 | 154.9383 | 230.7604 | 249.2546 | 6.4137 | 70.8558 | 165.6873 | 113.87 | 9.2247 | 248
| 180 | 672.4072 | 117.997 | 224.8141 | 236.2817 | 6.4137 | 70.1111 | 136.9191 | 129.8595 | 9.2247 | 0 |  | 180 | 503.7462 | 117.8476 | 257.3753 | 254.7595 | 6.4137 | 65.2832 | 144.4534 | 174.7671 | 9.2247 | 0 |  | 180 | 805.5418 | 132.92 | 191.9687 | 234.7849 | 6.4137 | 72.7473 | 154.6207 | 431.9789 | 9.2247 | 47 |  | 180 | 739.0149 | 154.3344 | 230.0638 | 249.0724 | 6.4137 | 70.8177 | 165.5695 | 113.8785 | 9.2247 | 252
| 181 | 667.2532 | 117.2105 | 224.1055 | 236.1257 | 6.4137 | 70.0674 | 136.8226 | 129.7583 | 9.2247 | 0 |  | 181 | 499.7611 | 117.4038 | 256.3794 | 254.5384 | 6.4137 | 65.2425 | 144.3805 | 174.9755 | 9.2247 | 0 |  | 181 | 799.4642 | 131.8872 | 191.3773 | 234.6935 | 6.4137 | 72.7044 | 154.53 | 432.1198 | 9.2247 | 51 |  | 181 | 733.2105 | 153.4365 | 229.3414 | 248.9343 | 6.4137 | 70.7799 | 165.451 | 113.8867 | 9.2247 | 256
| 182 | 662.0388 | 116.5602 | 223.2909 | 235.9998 | 6.4137 | 70.0241 | 136.7254 | 129.6536 | 9.2247 | 0 |  | 182 | 495.3326 | 116.8853 | 255.8368 | 254.382 | 6.4137 | 65.2023 | 144.3074 | 175.188 | 9.2247 | 0 |  | 182 | 793.6729 | 131.1087 | 190.2418 | 234.6056 | 6.4137 | 72.662 | 154.4395 | 432.2617 | 9.2247 | 54 |  | 182 | 727.5513 | 152.5279 | 228.4743 | 248.8062 | 6.4137 | 70.7424 | 165.3316 | 113.8943 | 9.2247 | 260
| 183 | 657.2484 | 115.5557 | 222.4006 | 235.88 | 6.4137 | 69.9811 | 136.6276 | 129.5453 | 9.2247 | 0 |  | 183 | 491.4415 | 116.0504 | 255.0481 | 254.2508 | 6.4137 | 65.1625 | 144.2343 | 175.4048 | 9.2247 | 0 |  | 183 | 787.1921 | 130.5088 | 189.6268 | 234.508 | 6.4137 | 72.62 | 154.349 | 432.4047 | 9.2247 | 57 |  | 183 | 722.3587 | 151.2245 | 227.5356 | 248.6782 | 6.4137 | 70.7053 | 165.2114 | 113.9015 | 9.2247 | 265
| 184 | 652.0074 | 114.9411 | 221.5709 | 235.7601 | 6.4137 | 69.9386 | 136.529 | 129.4333 | 9.2247 | 0 |  | 184 | 488.2629 | 115.0407 | 253.7218 | 254.1196 | 6.4137 | 65.1232 | 144.1611 | 175.6258 | 9.2247 | 0 |  | 184 | 781.277 | 129.6872 | 188.6834 | 234.395 | 6.4137 | 72.5785 | 154.2587 | 432.5486 | 9.2247 | 61 |  | 184 | 716.9251 | 150.3269 | 226.4319 | 248.5502 | 6.4137 | 70.6685 | 165.0903 | 113.9081 | 9.2247 | 269
| 185 | 646.9065 | 114.2364 | 220.6911 | 235.6403 | 6.4137 | 69.8964 | 136.4298 | 129.3177 | 9.2247 | 0 |  | 185 | 484.2409 | 114.3445 | 252.9253 | 253.9883 | 6.4137 | 65.0844 | 144.0878 | 175.8509 | 9.2247 | 0 |  | 185 | 775.1527 | 128.601 | 188.2137 | 234.282 | 6.4137 | 72.5374 | 154.1685 | 432.6933 | 9.2247 | 64 |  | 185 | 711.0172 | 149.5962 | 225.6357 | 248.4222 | 6.4137 | 70.6321 | 164.9684 | 113.9143 | 9.2247 | 273
| 186 | 641.6162 | 113.7058 | 219.8268 | 235.5205 | 6.4137 | 69.8546 | 136.3299 | 129.1986 | 9.2247 | 0 |  | 186 | 480.3169 | 113.3897 | 252.2894 | 253.8571 | 6.4137 | 65.046 | 144.0143 | 176.0801 | 9.2247 | 0 |  | 186 | 768.7995 | 127.927 | 187.5607 | 234.169 | 6.4137 | 72.4967 | 154.0784 | 432.8388 | 9.2247 | 68 |  | 186 | 705.185 | 148.8572 | 224.7722 | 248.2942 | 6.4137 | 70.5961 | 164.8458 | 113.92 | 9.2247 | 277
| 187 | 636.4027 | 112.8493 | 219.2284 | 235.3838 | 6.4137 | 69.8133 | 136.2295 | 129.0762 | 9.2247 | 0 |  | 187 | 476.198 | 112.5005 | 251.7896 | 253.7192 | 6.4137 | 65.008 | 143.9408 | 176.3132 | 9.2247 | 0 |  | 187 | 762.5091 | 126.9625 | 187.1617 | 234.0297 | 6.4137 | 72.4565 | 153.9884 | 432.9851 | 9.2247 | 71 |  | 187 | 699.49 | 147.7137 | 224.1967 | 248.1455 | 6.4137 | 70.5604 | 164.7224 | 113.9252 | 9.2247 | 282
| 188 | 631.4703 | 111.7882 | 218.5896 | 235.2109 | 6.4137 | 69.7723 | 136.1285 | 128.9506 | 9.2247 | 0 |  | 188 | 471.8288 | 112.2162 | 250.9671 | 253.5492 | 6.4137 | 64.9705 | 143.8673 | 176.5502 | 9.2247 | 1 |  | 188 | 756.3813 | 126.0825 | 186.537 | 233.8689 | 6.4137 | 72.4167 | 153.8986 | 433.1323 | 9.2247 | 75 |  | 188 | 693.994 | 146.2553 | 223.7612 | 247.9723 | 6.4137 | 70.525 | 164.5984 | 113.9301 | 9.2247 | 286
| 189 | 626.7619 | 110.6798 | 217.7299 | 235.0823 | 6.4137 | 69.7317 | 136.0271 | 128.822 | 9.2247 | 0 |  | 189 | 468.5077 | 111.2747 | 249.7633 | 253.3697 | 6.4137 | 64.9334 | 143.7937 | 176.7909 | 9.2247 | 4 |  | 189 | 750.9418 | 124.6879 | 185.7013 | 233.7455 | 6.4137 | 72.3773 | 153.809 | 433.2804 | 9.2247 | 78 |  | 189 | 688.8489 | 144.9654 | 222.7616 | 247.8441 | 6.4137 | 70.4901 | 164.4738 | 113.9347 | 9.2247 | 290
| 190 | 621.7079 | 109.8556 | 216.9072 | 234.9781 | 6.4137 | 69.6915 | 135.9252 | 128.6903 | 9.2247 | 0 |  | 190 | 465.3782 | 110.061 | 248.5817 | 253.2485 | 6.4137 | 64.8968 | 143.72 | 177.0354 | 9.2247 | 6 |  | 190 | 745.2327 | 123.3414 | 185.0763 | 233.6329 | 6.4137 | 72.3383 | 153.7196 | 433.4292 | 9.2247 | 81 |  | 190 | 683.2907 | 143.7615 | 222.0734 | 247.7317 | 6.4137 | 70.4554 | 164.3486 | 113.9389 | 9.2247 | 294
| 191 | 617.6564 | 108.6729 | 215.4446 | 234.8697 | 6.4137 | 69.6517 | 135.8229 | 128.5559 | 9.2247 | 0 |  | 191 | 461.6676 | 109.5149 | 247.3086 | 253.1324 | 6.4137 | 64.8606 | 143.6464 | 177.2835 | 9.2247 | 8 |  | 191 | 739.3983 | 122.4874 | 184.084 | 233.5203 | 6.4137 | 72.2998 | 153.6304 | 433.5789 | 9.2247 | 85 |  | 191 | 678.9075 | 142.4266 | 220.3452 | 247.6151 | 6.4137 | 70.4212 | 164.223 | 113.9429 | 9.2247 | 298
| 192 | 612.4257 | 107.9985 | 214.6802 | 234.7341 | 6.4137 | 69.6123 | 135.7203 | 128.4189 | 9.2247 | 0 |  | 192 | 458.6089 | 108.3619 | 246.0025 | 253.0043 | 6.4137 | 64.8249 | 143.5728 | 177.5351 | 9.2247 | 10 |  | 192 | 733.2265 | 121.7251 | 183.3634 | 233.3819 | 6.4137 | 72.2617 | 153.5414 | 433.7294 | 9.2247 | 88 |  | 192 | 673.2595 | 141.3446 | 219.6622 | 247.4655 | 6.4137 | 70.3873 | 164.0969 | 113.9467 | 9.2247 | 302
| 193 | 607.4654 | 107.2718 | 213.7073 | 234.5889 | 6.4137 | 69.5733 | 135.6173 | 128.2792 | 9.2247 | 1 |  | 193 | 455.1622 | 107.2652 | 245.0404 | 252.8638 | 6.4137 | 64.7895 | 143.4992 | 177.7902 | 9.2247 | 13 |  | 193 | 727.3896 | 120.8089 | 182.4527 | 233.2523 | 6.4137 | 72.224 | 153.4527 | 433.8807 | 9.2247 | 92 |  | 193 | 667.741 | 140.2984 | 218.8198 | 247.3097 | 6.4137 | 70.3537 | 163.9704 | 113.9503 | 9.2247 | 307
| 194 | 602.7525 | 106.3291 | 212.6734 | 234.4734 | 6.4137 | 69.5347 | 135.5141 | 128.1372 | 9.2247 | 4 |  | 194 | 451.8923 | 106.2559 | 243.8116 | 252.7259 | 6.4137 | 64.7547 | 143.4256 | 178.0487 | 9.2247 | 15 |  | 194 | 722.0398 | 119.6477 | 181.269 | 233.1539 | 6.4137 | 72.1868 | 153.3643 | 434.0328 | 9.2247 | 95 |  | 194 | 662.4746 | 139.079 | 217.8541 | 247.1983 | 6.4137 | 70.3205 | 163.8436 | 113.9537 | 9.2247 | 311
| 195 | 597.7961 | 105.3481 | 211.9076 | 234.3713 | 6.4137 | 69.4964 | 135.4106 | 127.9929 | 9.2247 | 6 |  | 195 | 448.5229 | 105.5612 | 242.3324 | 252.6233 | 6.4137 | 64.7202 | 143.3522 | 178.3105 | 9.2247 | 17 |  | 195 | 715.8566 | 118.5054 | 180.8997 | 233.0554 | 6.4137 | 72.15 | 153.2762 | 434.1857 | 9.2247 | 98 |  | 195 | 657.2709 | 137.8387 | 216.8468 | 247.0869 | 6.4137 | 70.2877 | 163.7165 | 113.957 | 9.2247 | 315
| 196 | 593.5468 | 104.4988 | 210.3032 | 234.2692 | 6.4137 | 69.4586 | 135.3069 | 127.8465 | 9.2247 | 8 |  | 196 | 445.4148 | 104.5806 | 240.8778 | 252.5206 | 6.4137 | 64.6862 | 143.2788 | 178.5754 | 9.2247 | 19 |  | 196 | 709.7713 | 117.6879 | 180.1077 | 232.957 | 6.4137 | 72.1135 | 153.1883 | 434.3394 | 9.2247 | 102 |  | 196 | 652.2035 | 136.809 | 215.4924 | 246.9756 | 6.4137 | 70.2552 | 163.5892 | 113.9603 | 9.2247 | 319
| 197 | 588.2766 | 103.9066 | 209.4626 | 234.1672 | 6.4137 | 69.4212 | 135.2032 | 127.698 | 9.2247 | 11 |  | 197 | 441.8205 | 104.037 | 239.4725 | 252.418 | 6.4137 | 64.6525 | 143.2055 | 178.8435 | 9.2247 | 22 |  | 197 | 703.3802 | 117.0979 | 179.3941 | 232.8586 | 6.4137 | 72.0775 | 153.1009 | 434.4939 | 9.2247 | 105 |  | 197 | 646.576 | 136.0466 | 214.4308 | 246.8642 | 6.4137 | 70.2231 | 163.4617 | 113.9635 | 9.2247 | 323
| 198 | 583.2153 | 103.174 | 208.5534 | 234.0651 | 6.4137 | 69.3842 | 135.0993 | 127.5477 | 9.2247 | 13 |  | 198 | 437.2966 | 103.58 | 238.9101 | 252.3153 | 6.4137 | 64.6193 | 143.1323 | 179.1146 | 9.2247 | 24 |  | 198 | 698.4528 | 115.6528 | 178.0717 | 232.7601 | 6.4137 | 72.0419 | 153.0137 | 434.6492 | 9.2247 | 108 |  | 198 | 641.034 | 134.9852 | 213.5827 | 246.7528 | 6.4137 | 70.1914 | 163.3341 | 113.9667 | 9.2247 | 327
| 199 | 578.8449 | 101.9616 | 207.4331 | 233.9631 | 6.4137 | 69.3475 | 134.9953 | 127.3956 | 9.2247 | 16 |  | 199 | 433.8273 | 102.7014 | 237.7221 | 252.2053 | 6.4137 | 64.5865 | 143.0592 | 179.3887 | 9.2247 | 26 |  | 199 | 692.3098 | 114.5915 | 177.5813 | 232.6617 | 6.4137 | 72.0068 | 152.9269 | 434.8053 | 9.2247 | 112 |  | 199 | 636.284 | 133.5161 | 212.3504 | 246.6414 | 6.4137 | 70.16 | 163.2065 | 113.9699 | 9.2247 | 331
| 200 | 573.7109 | 101.2419 | 206.5838 | 233.861 | 6.4137 | 69.3113 | 134.8914 | 127.2419 | 9.2247 | 18 |  | 200 | 429.631 | 102.2096 | 236.8753 | 252.0943 | 6.4137 | 64.5542 | 142.9863 | 179.6656 | 9.2247 | 28 |  | 200 | 685.6715 | 114.0212 | 177.095 | 232.5632 | 6.4137 | 71.972 | 152.8405 | 434.9622 | 9.2247 | 115 |  | 200 | 630.7005 | 132.5268 | 211.4718 | 246.53 | 6.4137 | 70.129 | 163.0788 | 113.9733 | 9.2247 | 335
| 201 | 568.1825 | 100.6848 | 205.9662 | 233.759 | 6.4137 | 69.2755 | 134.7875 | 127.0867 | 9.2247 | 20 |  | 201 | 425.6327 | 101.5519 | 235.9965 | 251.9832 | 6.4137 | 64.5222 | 142.9136 | 179.9453 | 9.2247 | 31 |  | 201 | 679.3513 | 113.2188 | 176.5229 | 232.4648 | 6.4137 | 71.9376 | 152.7545 | 435.1198 | 9.2247 | 119 |  | 201 | 624.7415 | 131.6956 | 210.8106 | 246.4187 | 6.4137 | 70.0983 | 162.9512 | 113.9768 | 9.2247 | 339
| 202 | 563.3627 | 99.7174 | 205.0504 | 233.6569 | 6.4137 | 69.2401 | 134.6836 | 126.9301 | 9.2247 | 23 |  | 202 | 421.8416 | 100.5604 | 235.2442 | 251.8721 | 6.4137 | 64.4906 | 142.8411 | 180.2277 | 9.2247 | 33 |  | 202 | 673.2208 | 112.3803 | 175.7971 | 232.3664 | 6.4137 | 71.9037 | 152.669 | 435.2782 | 9.2247 | 122 |  | 202 | 618.8812 | 130.7879 | 210.1272 | 246.3073 | 6.4137 | 70.068 | 162.8237 | 113.9804 | 9.2247 | 343
| 203 | 557.6747 | 99.199 | 204.5537 | 233.5549 | 6.4137 | 69.205 | 134.5799 | 126.7723 | 9.2247 | 25 |  | 203 | 417.6908 | 99.826 | 234.5946 | 251.7611 | 6.4137 | 64.4595 | 142.7687 | 180.5128 | 9.2247 | 35 |  | 203 | 667.2573 | 111.4448 | 175.0014 | 232.2679 | 6.4137 | 71.8701 | 152.5838 | 435.4374 | 9.2247 | 125 |  | 203 | 612.7296 | 130.0274 | 209.5878 | 246.1959 | 6.4137 | 70.0381 | 162.6964 | 113.9842 | 9.2247 | 347
| 204 | 552.5841 | 98.2102 | 203.9156 | 233.4671 | 6.4137 | 69.1704 | 134.4763 | 126.6135 | 9.2247 | 27 |  | 204 | 414.0076 | 98.9432 | 233.6663 | 251.6093 | 6.4137 | 64.4287 | 142.6966 | 180.8004 | 9.2247 | 37 |  | 204 | 661.4909 | 110.2531 | 174.358 | 232.0762 | 6.4137 | 71.837 | 152.4991 | 435.5974 | 9.2247 | 129 |  | 204 | 607.5054 | 128.446 | 208.8979 | 246.1287 | 6.4137 | 70.0085 | 162.5692 | 113.9883 | 9.2247 | 351
| 205 | 547.0422 | 97.5015 | 203.4505 | 233.3779 | 6.4137 | 69.1362 | 134.373 | 126.4537 | 9.2247 | 30 |  | 205 | 410.1939 | 98.1436 | 232.8299 | 251.4132 | 6.4137 | 64.3984 | 142.6247 | 181.0904 | 9.2247 | 40 |  | 205 | 654.9566 | 109.8487 | 173.7949 | 231.7847 | 6.4137 | 71.8042 | 152.4149 | 435.7581 | 9.2247 | 132 |  | 205 | 601.5152 | 127.6257 | 208.2424 | 246.0319 | 6.4137 | 69.9793 | 162.4424 | 113.9926 | 9.2247 | 355
| 206 | 541.6479 | 96.8561 | 202.7742 | 233.2888 | 6.4137 | 69.1024 | 134.2699 | 126.293 | 9.2247 | 32 |  | 206 | 406.7782 | 97.2009 | 231.6448 | 251.3107 | 6.4137 | 64.3684 | 142.5531 | 181.3828 | 9.2247 | 42 |  | 206 | 648.1622 | 109.1929 | 173.5565 | 231.6801 | 6.4137 | 71.7719 | 152.3312 | 435.9196 | 9.2247 | 135 |  | 206 | 595.1542 | 126.9061 | 207.857 | 245.935 | 6.4137 | 69.9504 | 162.3158 | 113.9973 | 9.2247 | 359
| 207 | 536.2836 | 96.2852 | 201.9935 | 233.1996 | 6.4137 | 69.069 | 134.1671 | 126.1317 | 9.2247 | 34 |  | 207 | 402.9345 | 96.6805 | 230.4655 | 251.2083 | 6.4137 | 64.3388 | 142.4818 | 181.6775 | 9.2247 | 44 |  | 207 | 641.6928 | 108.5744 | 172.9559 | 231.5754 | 6.4137 | 71.7399 | 152.248 | 436.0818 | 9.2247 | 139 |  | 207 | 589.561 | 125.934 | 206.9564 | 245.8382 | 6.4137 | 69.9219 | 162.1896 | 114.0023 | 9.2247 | 363
| 208 | 531.0965 | 95.6489 | 201.1275 | 233.0838 | 6.4137 | 69.036 | 134.0646 | 125.9698 | 9.2247 | 37 |  | 208 | 398.2269 | 96.1035 | 230.2066 | 251.1058 | 6.4137 | 64.3096 | 142.4107 | 181.9744 | 9.2247 | 46 |  | 208 | 635.6418 | 108.027 | 171.9696 | 231.3668 | 6.4137 | 71.7084 | 152.1654 | 436.2447 | 9.2247 | 142 |  | 208 | 583.5699 | 125.3382 | 206.1334 | 245.6851 | 6.4137 | 69.8938 | 162.0639 | 114.0077 | 9.2247 | 367
| 209 | 525.6105 | 95.1749 | 200.4393 | 232.9269 | 6.4137 | 69.0034 | 133.9626 | 125.8074 | 9.2247 | 39 |  | 209 | 394.4787 | 95.2614 | 229.3124 | 250.9445 | 6.4137 | 64.2817 | 142.34 | 182.2734 | 9.2247 | 48 |  | 209 | 628.9364 | 107.6854 | 171.3684 | 231.2218 | 6.4137 | 71.6772 | 152.0833 | 436.4085 | 9.2247 | 145 |  | 209 | 577.8188 | 124.557 | 205.2437 | 245.5444 | 6.4137 | 69.8661 | 161.9386 | 114.0135 | 9.2247 | 371
| 210 | 520.5362 | 94.4052 | 199.5607 | 232.8443 | 6.4137 | 68.9712 | 133.8609 | 125.6448 | 9.2247 | 42 |  | 210 | 390.9719 | 94.3292 | 228.2625 | 250.7874 | 6.4137 | 64.2555 | 142.2696 | 182.5744 | 9.2247 | 51 |  | 210 | 622.6827 | 106.9457 | 170.7634 | 231.027 | 6.4137 | 71.6464 | 152.0017 | 436.5729 | 9.2247 | 148 |  | 210 | 572.2099 | 123.5584 | 204.3782 | 245.4545 | 6.4137 | 69.8408 | 161.8139 | 114.0198 | 9.2247 | 375
| 211 | 514.8943 | 93.9702 | 199.1816 | 232.4952 | 6.4137 | 68.9404 | 133.7597 | 125.482 | 9.2247 | 44 |  | 211 | 387.0695 | 93.7838 | 227.1631 | 250.6887 | 6.4137 | 64.2296 | 142.1995 | 182.8774 | 9.2247 | 53 |  | 211 | 616.8306 | 106.1719 | 170.0279 | 230.5952 | 6.4137 | 71.616 | 151.9207 | 436.7381 | 9.2247 | 152 |  | 211 | 566.2923 | 122.8345 | 203.8197 | 245.0918 | 6.4137 | 69.8159 | 161.6897 | 114.0266 | 9.2247 | 378
| 212 | 510.0836 | 93.3834 | 198.0925 | 232.1767 | 6.4137 | 68.9111 | 133.659 | 125.3192 | 9.2247 | 46 |  | 212 | 383.0044 | 93.145 | 226.5814 | 250.3283 | 6.4137 | 64.2039 | 142.1298 | 183.1823 | 9.2247 | 55 |  | 212 | 610.6357 | 105.4774 | 169.566 | 230.1534 | 6.4137 | 71.586 | 151.8404 | 436.904 | 9.2247 | 155 |  | 212 | 560.7525 | 122.176 | 202.7903 | 244.7565 | 6.4137 | 69.7912 | 161.5662 | 114.0339 | 9.2247 | 382
| 213 | 505.1754 | 92.7618 | 197.2499 | 231.7441 | 6.4137 | 68.8821 | 133.5589 | 125.1564 | 9.2247 | 49 |  | 213 | 379.3011 | 92.4748 | 225.631 | 250.0063 | 6.4137 | 64.1784 | 142.0605 | 183.4889 | 9.2247 | 57 |  | 213 | 604.6367 | 104.7988 | 168.911 | 229.6927 | 6.4137 | 71.5564 | 151.7606 | 437.0707 | 9.2247 | 158 |  | 213 | 555.3654 | 121.296 | 201.9646 | 244.2866 | 6.4137 | 69.7668 | 161.4434 | 114.0419 | 9.2247 | 386
| 214 | 500.5322 | 91.9347 | 196.3319 | 231.3272 | 6.4137 | 68.8534 | 133.4594 | 124.9939 | 9.2247 | 51 |  | 214 | 375.881 | 91.838 | 224.4021 | 249.6461 | 6.4137 | 64.1532 | 141.9916 | 183.7973 | 9.2247 | 59 |  | 214 | 598.8915 | 103.9976 | 168.0325 | 229.3243 | 6.4137 | 71.5272 | 151.6815 | 437.238 | 9.2247 | 162 |  | 214 | 550.0543 | 120.2801 | 201.1345 | 243.8809 | 6.4137 | 69.7426 | 161.3214 | 114.0504 | 9.2247 | 390
| 215 | 495.4447 | 91.2501 | 195.6174 | 231.0087 | 6.4137 | 68.825 | 133.3605 | 124.8318 | 9.2247 | 53 |  | 215 | 371.6854 | 91.3706 | 223.8265 | 249.239 | 6.4137 | 64.1283 | 141.9231 | 184.1072 | 9.2247 | 62 |  | 215 | 592.6965 | 103.3313 | 167.4231 | 229.0019 | 6.4137 | 71.4983 | 151.6031 | 437.4061 | 9.2247 | 165 |  | 215 | 544.4865 | 119.3915 | 200.3799 | 243.5291 | 6.4137 | 69.7187 | 161.2001 | 114.0596 | 9.2247 | 394
| 216 | 490.4658 | 90.6592 | 194.7005 | 230.6902 | 6.4137 | 68.7969 | 133.2623 | 124.6701 | 9.2247 | 56 |  | 216 | 367.7962 | 90.7037 | 223.0902 | 248.8854 | 6.4137 | 64.1036 | 141.855 | 184.4187 | 9.2247 | 64 |  | 216 | 587.3456 | 102.118 | 166.3105 | 228.8854 | 6.4137 | 71.4699 | 151.5253 | 437.5749 | 9.2247 | 168 |  | 216 | 538.7452 | 118.806 | 199.4532 | 243.2198 | 6.4137 | 69.6951 | 161.0797 | 114.0695 | 9.2247 | 397
| 217 | 485.4673 | 89.8879 | 193.8634 | 230.4921 | 6.4137 | 68.7691 | 133.1648 | 124.5091 | 9.2247 | 58 |  | 217 | 363.7687 | 89.9938 | 222.4743 | 248.5928 | 6.4137 | 64.0792 | 141.7874 | 184.7317 | 9.2247 | 66 |  | 217 | 581.3092 | 101.2973 | 165.4908 | 228.769 | 6.4137 | 71.4424 | 151.4482 | 437.7444 | 9.2247 | 171 |  | 217 | 533.2211 | 117.6607 | 198.6674 | 243.1121 | 6.4137 | 69.6717 | 160.9602 | 114.0802 | 9.2247 | 401
| 218 | 480.106 | 89.2794 | 193.1294 | 230.3907 | 6.4137 | 68.7416 | 133.0682 | 124.3488 | 9.2247 | 60 |  | 218 | 360.1028 | 89.3644 | 221.4163 | 248.3002 | 6.4137 | 64.055 | 141.7202 | 185.046 | 9.2247 | 68 |  | 218 | 574.8271 | 100.7321 | 164.8613 | 228.6525 | 6.4137 | 71.4165 | 151.3718 | 437.9146 | 9.2247 | 174 |  | 218 | 527.5182 | 116.8984 | 197.6774 | 243.0045 | 6.4137 | 69.6485 | 160.8417 | 114.0916 | 9.2247 | 405
| 219 | 474.8025 | 88.6495 | 192.359 | 230.2894 | 6.4137 | 68.7144 | 132.9723 | 124.1895 | 9.2247 | 63 |  | 219 | 356.3693 | 88.7144 | 220.4464 | 248.0076 | 6.4137 | 64.031 | 141.6536 | 185.3616 | 9.2247 | 70 |  | 219 | 568.537 | 100.014 | 164.1928 | 228.5361 | 6.4137 | 71.391 | 151.2962 | 438.0855 | 9.2247 | 178 |  | 219 | 521.5183 | 116.0814 | 197.0391 | 242.8969 | 6.4137 | 69.6257 | 160.7242 | 114.1039 | 9.2247 | 408
| 220 | 469.5416 | 87.8134 | 191.7522 | 230.188 | 6.4137 | 68.6875 | 132.8773 | 124.0311 | 9.2247 | 65 |  | 220 | 352.4063 | 88.0993 | 219.5234 | 247.8628 | 6.4137 | 64.0074 | 141.5874 | 185.6783 | 9.2247 | 73 |  | 220 | 562.8822 | 98.9538 | 163.2311 | 228.4196 | 6.4137 | 71.3657 | 151.2213 | 438.2571 | 9.2247 | 181 |  | 220 | 515.8937 | 115.0341 | 196.2558 | 242.7893 | 6.4137 | 69.6031 | 160.6078 | 114.117 | 9.2247 | 412
| 221 | 464.5636 | 86.9689 | 190.871 | 230.0867 | 6.4137 | 68.661 | 132.7832 | 123.8739 | 9.2247 | 67 |  | 221 | 348.3305 | 87.5066 | 218.6654 | 247.7434 | 6.4137 | 63.9839 | 141.5217 | 185.9962 | 9.2247 | 75 |  | 221 | 557.11 | 97.7684 | 162.5879 | 228.2271 | 6.4137 | 71.3407 | 151.1472 | 438.4294 | 9.2247 | 184 |  | 221 | 510.3569 | 113.9448 | 195.4266 | 242.6817 | 6.4137 | 69.5808 | 160.4925 | 114.1309 | 9.2247 | 416
| 222 | 459.943 | 86.2033 | 189.6181 | 229.9206 | 6.4137 | 68.6347 | 132.69 | 123.718 | 9.2247 | 69 |  | 222 | 344.5458 | 86.6963 | 217.7339 | 247.624 | 6.4137 | 63.9607 | 141.4566 | 186.3152 | 9.2247 | 77 |  | 222 | 551.3526 | 97.0686 | 161.5834 | 227.8956 | 6.4137 | 71.316 | 151.0739 | 438.6024 | 9.2247 | 187 |  | 222 | 505.401 | 112.8709 | 194.126 | 242.4495 | 6.4137 | 69.5587 | 160.3784 | 114.1459 | 9.2247 | 419
| 223 | 454.9565 | 85.4271 | 188.8641 | 229.6322 | 6.4137 | 68.6088 | 132.5978 | 123.5634 | 9.2247 | 72 |  | 223 | 340.6791 | 85.947 | 216.8234 | 247.5045 | 6.4137 | 63.9378 | 141.3921 | 186.6351 | 9.2247 | 79 |  | 223 | 545.1156 | 96.4461 | 160.8468 | 227.6985 | 6.4137 | 71.2915 | 151.0013 | 438.7761 | 9.2247 | 190 |  | 223 | 499.9938 | 111.8228 | 193.3341 | 242.1339 | 6.4137 | 69.5369 | 160.2656 | 114.1617 | 9.2247 | 423
| 224 | 450.2785 | 84.7277 | 187.7248 | 229.3438 | 6.4137 | 68.5832 | 132.5067 | 123.4105 | 9.2247 | 74 |  | 224 | 337.6583 | 85.1155 | 215.2528 | 247.2815 | 6.4137 | 63.9151 | 141.3281 | 186.9558 | 9.2247 | 81 |  | 224 | 538.9892 | 95.7329 | 160.0075 | 227.5843 | 6.4137 | 71.2674 | 150.9296 | 438.9504 | 9.2247 | 193 |  | 224 | 494.4974 | 110.9477 | 192.3592 | 241.9174 | 6.4137 | 69.5155 | 160.154 | 114.1786 | 9.2247 | 427
| 225 | 445.2943 | 84.0465 | 186.6974 | 229.2315 | 6.4137 | 68.5579 | 132.4166 | 123.2592 | 9.2247 | 76 |  | 225 | 334.7717 | 84.1654 | 213.7162 | 247.0089 | 6.4137 | 63.8927 | 141.2647 | 187.2773 | 9.2247 | 83 |  | 225 | 532.9406 | 94.8635 | 159.296 | 227.4205 | 6.4137 | 71.2435 | 150.8588 | 439.1255 | 9.2247 | 197 |  | 225 | 489.0439 | 110.0714 | 191.2325 | 241.8111 | 6.4137 | 69.4943 | 160.0438 | 114.1966 | 9.2247 | 430
| 226 | 440.2825 | 83.3094 | 185.7419 | 229.1307 | 6.4137 | 68.533 | 132.3277 | 123.1097 | 9.2247 | 79 |  | 226 | 331.2364 | 83.4599 | 212.5837 | 246.7363 | 6.4137 | 63.8705 | 141.2019 | 187.5995 | 9.2247 | 85 |  | 226 | 528.5124 | 94.2108 | 158.3172 | 227.0426 | 6.4137 | 71.2198 | 150.7888 | 439.3012 | 9.2247 | 200 |  | 226 | 483.49 | 109.1225 | 190.3401 | 241.6435 | 6.4137 | 69.4734 | 159.935 | 114.2156 | 9.2247 | 434
| 227 | 435.886 | 82.6494 | 185.0335 | 228.8349 | 6.4137 | 68.5084 | 132.2399 | 122.9622 | 9.2247 | 81 |  | 227 | 327.2049 | 82.6749 | 211.9664 | 246.5241 | 6.4137 | 63.8485 | 141.1398 | 187.9224 | 9.2247 | 87 |  | 227 | 524.5403 | 93.8111 | 157.6643 | 226.6647 | 6.4137 | 71.1965 | 150.7196 | 439.4775 | 9.2247 | 203 |  | 227 | 479.4813 | 108.2086 | 189.9254 | 241.2825 | 6.4137 | 69.4527 | 159.8276 | 114.2357 | 9.2247 | 437
| 228 | 432.8048 | 82.2173 | 184.1708 | 228.5046 | 6.4137 | 68.4841 | 132.1533 | 122.8167 | 9.2247 | 83 |  | 228 | 323.0429 | 82.226 | 211.0544 | 246.4012 | 6.4137 | 63.8268 | 141.0782 | 188.2458 | 9.2247 | 90 |  | 228 | 520.7116 | 93.2212 | 157.0582 | 226.2868 | 6.4137 | 71.1734 | 150.6514 | 439.6546 | 9.2247 | 206 |  | 228 | 476.0729 | 107.7755 | 188.915 | 240.9216 | 6.4137 | 69.4324 | 159.7217 | 114.257 | 9.2247 | 441
| 229 | 429.2111 | 81.8956 | 183.7101 | 228.1744 | 6.4137 | 68.4601 | 132.068 | 122.6735 | 9.2247 | 85 |  | 229 | 319.3184 | 81.4823 | 210.3367 | 246.1478 | 6.4137 | 63.8054 | 141.0174 | 188.5696 | 9.2247 | 92 |  | 229 | 516.36 | 92.7632 | 156.848 | 225.904 | 6.4137 | 71.1506 | 150.5841 | 439.8322 | 9.2247 | 209 |  | 229 | 472.1963 | 107.4048 | 188.3102 | 240.5607 | 6.4137 | 69.4124 | 159.6174 | 114.2795 | 9.2247 | 444
| 230 | 425.4682 | 81.4708 | 183.5074 | 227.8386 | 6.4137 | 68.4365 | 131.984 | 122.5326 | 9.2247 | 88 |  | 230 | 316.6583 | 81.0354 | 209.8038 | 245.8392 | 6.4137 | 63.7842 | 140.9572 | 188.8937 | 9.2247 | 94 |  | 230 | 512.3477 | 92.2841 | 156.4642 | 225.3768 | 6.4137 | 71.1281 | 150.5177 | 440.0106 | 9.2247 | 212 |  | 230 | 468.1287 | 106.8641 | 188.1254 | 240.1409 | 6.4137 | 69.3926 | 159.5147 | 114.3033 | 9.2247 | 448
| 231 | 422.1615 | 81.2191 | 182.9387 | 227.2595 | 6.4137 | 68.4133 | 131.9013 | 122.3941 | 9.2247 | 90 |  | 231 | 313.6157 | 80.7951 | 209.4469 | 245.5306 | 6.4137 | 63.7632 | 140.8977 | 189.2182 | 9.2247 | 96 |  | 231 | 508.5601 | 91.6012 | 155.8531 | 225.0559 | 6.4137 | 71.1059 | 150.4522 | 440.1896 | 9.2247 | 215 |  | 231 | 464.9474 | 106.3283 | 187.2797 | 239.4907 | 6.4137 | 69.3732 | 159.4137 | 114.3283 | 9.2247 | 451
| 232 | 419.0344 | 80.8002 | 182.3586 | 226.6793 | 6.4137 | 68.3904 | 131.82 | 122.2583 | 9.2247 | 92 |  | 232 | 311.3796 | 80.0696 | 208.909 | 245.0817 | 6.4137 | 63.7425 | 140.839 | 189.5428 | 9.2247 | 98 |  | 232 | 504.4132 | 90.9631 | 155.3634 | 224.9279 | 6.4137 | 71.084 | 150.3878 | 440.3692 | 9.2247 | 218 |  | 232 | 461.1653 | 105.7093 | 186.8154 | 239.1431 | 6.4137 | 69.3541 | 159.3144 | 114.3546 | 9.2247 | 454
| 233 | 416.4942 | 79.5242 | 181.6263 | 226.5215 | 6.4137 | 68.3678 | 131.7401 | 122.1252 | 9.2247 | 94 |  | 233 | 308.958 | 79.3797 | 208.5788 | 244.5751 | 6.4137 | 63.722 | 140.7809 | 189.8676 | 9.2247 | 100 |  | 233 | 500.4246 | 90.0392 | 155.0013 | 224.8 | 6.4137 | 71.0623 | 150.3243 | 440.5495 | 9.2247 | 221 |  | 233 | 458.002 | 104.2954 | 186.3057 | 239.0171 | 6.4137 | 69.3353 | 159.2169 | 114.3823 | 9.2247 | 458
| 234 | 413.1883 | 79.0139 | 180.8605 | 226.3973 | 6.4137 | 68.3456 | 131.6617 | 121.995 | 9.2247 | 96 |  | 234 | 306.7501 | 78.7631 | 207.9452 | 244.0849 | 6.4137 | 63.7018 | 140.7236 | 190.1924 | 9.2247 | 102 |  | 234 | 496.7655 | 89.1251 | 154.2998 | 224.6721 | 6.4137 | 71.0409 | 150.2618 | 440.7304 | 9.2247 | 224 |  | 234 | 454.4722 | 103.5217 | 185.5223 | 238.8911 | 6.4137 | 69.3168 | 159.1212 | 114.4114 | 9.2247 | 461
| 235 | 409.7579 | 78.1449 | 180.5778 | 226.2731 | 6.4137 | 68.3238 | 131.5849 | 121.8677 | 9.2247 | 99 |  | 235 | 304.2924 | 78.0893 | 207.4491 | 243.7641 | 6.4137 | 63.6819 | 140.6671 | 190.5171 | 9.2247 | 104 |  | 235 | 492.896 | 88.1321 | 153.9177 | 224.5141 | 6.4137 | 71.0198 | 150.2003 | 440.9119 | 9.2247 | 227 |  | 235 | 450.7136 | 102.45 | 185.2657 | 238.7651 | 6.4137 | 69.2986 | 159.0274 | 114.4419 | 9.2247 | 464
| 236 | 406.1219 | 77.5954 | 180.1998 | 226.1304 | 6.4137 | 68.3023 | 131.5095 | 121.7436 | 9.2247 | 101 |  | 236 | 301.6432 | 77.5869 | 206.9731 | 243.4433 | 6.4137 | 63.6621 | 140.6114 | 190.8417 | 9.2247 | 106 |  | 236 | 488.5655 | 87.5614 | 153.6506 | 224.2799 | 6.4137 | 70.9989 | 150.1399 | 441.0941 | 9.2247 | 230 |  | 236 | 446.7702 | 101.8136 | 184.8057 | 238.5918 | 6.4137 | 69.2807 | 158.9356 | 114.4739 | 9.2247 | 468
| 237 | 402.5008 | 77.1407 | 179.7759 | 225.9237 | 6.4137 | 68.2812 | 131.4358 | 121.6228 | 9.2247 | 103 |  | 237 | 299.064 | 77.1401 | 206.2999 | 243.1941 | 6.4137 | 63.6427 | 140.5564 | 191.1661 | 9.2247 | 108 |  | 237 | 484.4791 | 86.9301 | 153.3023 | 223.9432 | 6.4137 | 70.9783 | 150.0806 | 441.2769 | 9.2247 | 233 |  | 237 | 442.9409 | 101.1468 | 184.2964 | 238.3843 | 6.4137 | 69.2631 | 158.8457 | 114.5073 | 9.2247 | 471
| 238 | 399.4888 | 76.3947 | 179.1315 | 225.6199 | 6.4137 | 68.2604 | 131.3637 | 121.5053 | 9.2247 | 105 |  | 238 | 296.2404 | 76.7491 | 205.7467 | 243.0134 | 6.4137 | 63.6234 | 140.5023 | 191.4902 | 9.2247 | 110 |  | 238 | 480.9672 | 86.0993 | 152.5791 | 223.6065 | 6.4137 | 70.9581 | 150.0223 | 441.4603 | 9.2247 | 236 |  | 238 | 439.5262 | 100.2761 | 183.6952 | 238.058 | 6.4137 | 69.2459 | 158.7579 | 114.5424 | 9.2247 | 474
| 239 | 396.16 | 76.031 | 178.4216 | 225.3161 | 6.4137 | 68.24 | 131.2933 | 121.3914 | 9.2247 | 107 |  | 239 | 293.8626 | 76.2036 | 204.9396 | 242.7955 | 6.4137 | 63.6044 | 140.449 | 191.8139 | 9.2247 | 112 |  | 239 | 477.1237 | 85.4931 | 151.963 | 223.2699 | 6.4137 | 70.938 | 149.9651 | 441.6444 | 9.2247 | 239 |  | 239 | 435.6441 | 99.7524 | 183.2144 | 237.7317 | 6.4137 | 69.229 | 158.6722 | 114.579 | 9.2247 | 477
| 240 | 392.6937 | 75.5187 | 177.9978 | 225.0122 | 6.4137 | 68.22 | 131.2246 | 121.2811 | 9.2247 | 109 |  | 240 | 291.4797 | 75.6853 | 204.1948 | 242.4932 | 6.4137 | 63.5857 | 140.3966 | 192.1371 | 9.2247 | 114 |  | 240 | 473.2116 | 84.9643 | 151.2359 | 223.0353 | 6.4137 | 70.9183 | 149.909 | 441.829 | 9.2247 | 242 |  | 240 | 432.0923 | 98.9639 | 182.6681 | 237.4053 | 6.4137 | 69.2124 | 158.5886 | 114.6172 | 9.2247 | 480
| 241 | 389.3999 | 74.9524 | 177.4554 | 224.7084 | 6.4137 | 68.2003 | 131.1577 | 121.1747 | 9.2247 | 112 |  | 241 | 288.9239 | 75.1083 | 203.6815 | 242.1908 | 6.4137 | 63.5672 | 140.345 | 192.4597 | 9.2247 | 116 |  | 241 | 469.1724 | 84.1579 | 150.9075 | 222.8068 | 6.4137 | 70.8989 | 149.8541 | 442.0143 | 9.2247 | 245 |  | 241 | 428.6459 | 98.193 | 181.9484 | 237.1293 | 6.4137 | 69.1962 | 158.5073 | 114.6571 | 9.2247 | 483
| 242 | 386.1547 | 74.4701 | 176.8195 | 224.3656 | 6.4137 | 68.1811 | 131.0926 | 121.0721 | 9.2247 | 114 |  | 242 | 285.98 | 74.7522 | 203.3355 | 241.8884 | 6.4137 | 63.549 | 140.2944 | 192.7817 | 9.2247 | 118 |  | 242 | 465.4567 | 83.3961 | 150.4372 | 222.3519 | 6.4137 | 70.8797 | 149.8003 | 442.2001 | 9.2247 | 248 |  | 242 | 424.988 | 97.5757 | 181.3411 | 236.799 | 6.4137 | 69.1802 | 158.4282 | 114.6987 | 9.2247 | 487
| 243 | 383.2114 | 73.7938 | 176.1603 | 223.9381 | 6.4137 | 68.1622 | 131.0294 | 120.9736 | 9.2247 | 116 |  | 243 | 282.9458 | 74.5187 | 203.0165 | 241.5267 | 6.4137 | 63.5309 | 140.2446 | 193.103 | 9.2247 | 120 |  | 243 | 461.3993 | 82.8884 | 150.0683 | 221.8834 | 6.4137 | 70.8608 | 149.7477 | 442.3866 | 9.2247 | 251 |  | 243 | 421.449 | 96.8621 | 180.8361 | 236.3436 | 6.4137 | 69.1647 | 158.3514 | 114.7421 | 9.2247 | 490
| 244 | 379.6556 | 73.4137 | 175.8175 | 223.5105 | 6.4137 | 68.1437 | 130.9681 | 120.8793 | 9.2247 | 118 |  | 244 | 280.5186 | 73.9806 | 202.5032 | 241.057 | 6.4137 | 63.5132 | 140.1958 | 193.4235 | 9.2247 | 122 |  | 244 | 456.7557 | 82.5937 | 149.9069 | 221.5806 | 6.4137 | 70.8422 | 149.6963 | 442.5736 | 9.2247 | 253 |  | 244 | 417.715 | 96.231 | 180.4096 | 235.9222 | 6.4137 | 69.1494 | 158.277 | 114.7872 | 9.2247 | 493
| 245 | 376.162 | 72.8895 | 175.4286 | 223.211 | 6.4137 | 68.1255 | 130.9087 | 120.7893 | 9.2247 | 120 |  | 245 | 277.8705 | 73.536 | 202.1214 | 240.5831 | 6.4137 | 63.4957 | 140.1479 | 193.7431 | 9.2247 | 124 |  | 245 | 452.2257 | 82.1277 | 149.7992 | 221.2817 | 6.4137 | 70.8238 | 149.646 | 442.7613 | 9.2247 | 256 |  | 245 | 413.7984 | 95.6383 | 179.9979 | 235.6302 | 6.4137 | 69.1345 | 158.2051 | 114.8341 | 9.2247 | 496
| 246 | 372.3562 | 72.5166 | 175.1835 | 222.9286 | 6.4137 | 68.1078 | 130.8513 | 120.7037 | 9.2247 | 122 |  | 246 | 274.9618 | 73.3178 | 201.7156 | 240.1674 | 6.4137 | 63.4784 | 140.1009 | 194.0617 | 9.2247 | 126 |  | 246 | 447.9814 | 81.6159 | 149.4029 | 221.0314 | 6.4137 | 70.8058 | 149.597 | 442.9495 | 9.2247 | 259 |  | 246 | 409.8586 | 95.0963 | 179.5588 | 235.3382 | 6.4137 | 69.12 | 158.1356 | 114.8829 | 9.2247 | 499
| 247 | 368.1114 | 72.3617 | 175.1593 | 222.6463 | 6.4137 | 68.0905 | 130.796 | 120.6228 | 9.2247 | 124 |  | 247 | 272.5101 | 72.8779 | 200.9625 | 239.8638 | 6.4137 | 63.4614 | 140.055 | 194.3793 | 9.2247 | 128 |  | 247 | 443.3624 | 81.2295 | 149.2044 | 220.8328 | 6.4137 | 70.788 | 149.5493 | 443.1383 | 9.2247 | 262 |  | 247 | 405.1605 | 94.879 | 179.5442 | 235.0552 | 6.4137 | 69.1058 | 158.0687 | 114.9336 | 9.2247 | 502
| 248 | 364.5979 | 71.9283 | 174.6444 | 222.4017 | 6.4137 | 68.0735 | 130.7427 | 120.5465 | 9.2247 | 126 |  | 248 | 269.7056 | 72.4532 | 200.5425 | 239.5645 | 6.4137 | 63.4446 | 140.01 | 194.6957 | 9.2247 | 130 |  | 248 | 439.2096 | 80.5853 | 148.7977 | 220.6341 | 6.4137 | 70.7705 | 149.5028 | 443.3277 | 9.2247 | 265 |  | 248 | 401.1503 | 94.2613 | 179.1564 | 234.858 | 6.4137 | 69.0919 | 158.0043 | 114.9862 | 9.2247 | 505
| 249 | 361.2121 | 71.2701 | 174.1822 | 222.2017 | 6.4137 | 68.057 | 130.6916 | 120.4751 | 9.2247 | 128 |  | 249 | 267.1715 | 71.9028 | 199.9781 | 239.2651 | 6.4137 | 63.428 | 139.966 | 195.0109 | 9.2247 | 132 |  | 249 | 434.9415 | 80.0745 | 148.3726 | 220.4355 | 6.4137 | 70.7532 | 149.4576 | 443.5176 | 9.2247 | 267 |  | 249 | 397.5142 | 93.4134 | 178.6247 | 234.6607 | 6.4137 | 69.0784 | 157.9426 | 115.0408 | 9.2247 | 507
| 250 | 357.9683 | 70.5852 | 173.6046 | 222.0017 | 6.4137 | 68.0408 | 130.6426 | 120.4086 | 9.2247 | 131 |  | 250 | 264.3182 | 71.4121 | 199.673 | 238.9658 | 6.4137 | 63.4117 | 139.9231 | 195.3247 | 9.2247 | 134 |  | 250 | 430.5838 | 79.6244 | 147.9765 | 220.2368 | 6.4137 | 70.7363 | 149.4136 | 443.7082 | 9.2247 | 270 |  | 250 | 393.867 | 92.5542 | 178.1155 | 234.4634 | 6.4137 | 69.0653 | 157.8836 | 115.0974 | 9.2247 | 510
| 251 | 354.136 | 70.2459 | 173.27 | 221.8017 | 6.4137 | 68.0251 | 130.5958 | 120.3473 | 9.2247 | 133 |  | 251 | 261.4505 | 71.0498 | 199.2094 | 238.711 | 6.4137 | 63.3956 | 139.8812 | 195.6372 | 9.2247 | 136 |  | 251 | 425.9884 | 79.3626 | 147.6297 | 220.0381 | 6.4137 | 70.7196 | 149.371 | 443.8992 | 9.2247 | 273 |  | 251 | 389.5731 | 92.1203 | 177.8276 | 234.2662 | 6.4137 | 69.0525 | 157.8273 | 115.156 | 9.2247 | 513
| 252 | 350.3062 | 69.9339 | 172.9055 | 221.6017 | 6.4137 | 68.0097 | 130.5513 | 120.2912 | 9.2247 | 135 |  | 252 | 258.8319 | 70.4605 | 198.7067 | 238.4731 | 6.4137 | 63.3798 | 139.8404 | 195.9482 | 9.2247 | 138 |  | 252 | 421.4666 | 79.0817 | 147.3014 | 219.7667 | 6.4137 | 70.7032 | 149.3298 | 444.0909 | 9.2247 | 276 |  | 252 | 385.3552 | 91.7352 | 177.4149 | 234.0689 | 6.4137 | 69.0401 | 157.7738 | 115.2167 | 9.2247 | 516
| 253 | 346.64 | 69.6558 | 172.4638 | 221.2814 | 6.4137 | 67.9948 | 130.5091 | 120.2405 | 9.2247 | 137 |  | 253 | 256.3197 | 69.7823 | 198.1867 | 238.2352 | 6.4137 | 63.3642 | 139.8006 | 196.2577 | 9.2247 | 140 |  | 253 | 417.2335 | 78.6542 | 146.9494 | 219.3768 | 6.4137 | 70.6871 | 149.2898 | 444.2831 | 9.2247 | 278 |  | 253 | 381.374 | 91.3208 | 176.9416 | 233.7248 | 6.4137 | 69.0281 | 157.7232 | 115.2796 | 9.2247 | 519
| 254 | 342.91 | 69.2945 | 172.0947 | 221.0356 | 6.4137 | 67.9803 | 130.4692 | 120.1953 | 9.2247 | 139 |  | 254 | 253.6993 | 69.2895 | 197.6735 | 237.9133 | 6.4137 | 63.3489 | 139.762 | 196.5655 | 9.2247 | 142 |  | 254 | 412.73 | 78.313 | 146.706 | 219.0623 | 6.4137 | 70.6713 | 149.2513 | 444.4758 | 9.2247 | 281 |  | 254 | 377.1142 | 90.8682 | 176.6482 | 233.5177 | 6.4137 | 69.0164 | 157.6756 | 115.3446 | 9.2247 | 521
| 255 | 339.5134 | 68.8393 | 171.4353 | 220.8405 | 6.4137 | 67.9662 | 130.4317 | 120.1557 | 9.2247 | 141 |  | 255 | 251.5189 | 68.6154 | 196.9267 | 237.5662 | 6.4137 | 63.3338 | 139.7245 | 196.8716 | 9.2247 | 143 |  | 255 | 408.514 | 77.732 | 146.2929 | 218.8698 | 6.4137 | 70.6557 | 149.2141 | 444.6692 | 9.2247 | 284 |  | 255 | 373.2426 | 90.3109 | 176.0562 | 233.3256 | 6.4137 | 69.0051 | 157.6308 | 115.4118 | 9.2247 | 524
| 256 | 335.6684 | 68.4403 | 171.1681 | 220.6455 | 6.4137 | 67.9525 | 130.3966 | 120.1219 | 9.2247 | 143 |  | 256 | 249.1213 | 67.9764 | 196.2468 | 237.3343 | 6.4137 | 63.319 | 139.6881 | 197.1759 | 9.2247 | 145 |  | 256 | 404.6967 | 76.8486 | 145.8198 | 218.641 | 6.4137 | 70.6404 | 149.1784 | 444.863 | 9.2247 | 286 |  | 256 | 369.073 | 89.8283 | 175.6877 | 233.1334 | 6.4137 | 68.9942 | 157.5891 | 115.4812 | 9.2247 | 527
| 257 | 332.4281 | 67.68 | 170.6576 | 220.4504 | 6.4137 | 67.9392 | 130.364 | 120.094 | 9.2247 | 145 |  | 257 | 246.571 | 67.5696 | 195.4873 | 237.1024 | 6.4137 | 63.3043 | 139.6529 | 197.4782 | 9.2247 | 147 |  | 257 | 400.6269 | 76.2539 | 145.4088 | 218.3141 | 6.4137 | 70.6254 | 149.144 | 445.0574 | 9.2247 | 289 |  | 257 | 365.743 | 88.7012 | 175.1578 | 232.9074 | 6.4137 | 68.9836 | 157.5505 | 115.5529 | 9.2247 | 529
| 258 | 329.055 | 67.1949 | 170.1162 | 220.1437 | 6.4137 | 67.9264 | 130.3339 | 120.0721 | 9.2247 | 147 |  | 258 | 243.7813 | 67.1629 | 194.9673 | 236.8705 | 6.4137 | 63.29 | 139.6188 | 197.7786 | 9.2247 | 149 |  | 258 | 396.8642 | 75.4242 | 144.8641 | 218.0485 | 6.4137 | 70.6107 | 149.1111 | 445.2523 | 9.2247 | 291 |  | 258 | 362.0555 | 88.0788 | 174.5794 | 232.5828 | 6.4137 | 68.9734 | 157.515 | 115.627 | 9.2247 | 532
| 259 | 325.6915 | 66.6459 | 169.6023 | 219.8639 | 6.4137 | 67.914 | 130.3064 | 120.0564 | 9.2247 | 149 |  | 259 | 241.1506 | 66.703 | 194.3414 | 236.6386 | 6.4137 | 63.2758 | 139.5859 | 198.077 | 9.2247 | 151 |  | 259 | 392.8212 | 74.8029 | 144.3112 | 217.8632 | 6.4137 | 70.5963 | 149.0797 | 445.4478 | 9.2247 | 294 |  | 259 | 358.3295 | 87.3261 | 174.0752 | 232.3528 | 6.4137 | 68.9636 | 157.4827 | 115.7034 | 9.2247 | 535
| 260 | 322.1833 | 66.2333 | 169.0084 | 219.6723 | 6.4137 | 67.902 | 130.2815 | 120.047 | 9.2247 | 151 |  | 260 | 238.6426 | 66.1484 | 193.7888 | 236.3055 | 6.4137 | 63.2619 | 139.5542 | 198.3732 | 9.2247 | 153 |  | 260 | 388.6035 | 74.2912 | 143.8234 | 217.6778 | 6.4137 | 70.5821 | 149.0497 | 445.6437 | 9.2247 | 296 |  | 260 | 354.528 | 86.7068 | 173.4711 | 232.1647 | 6.4137 | 68.9542 | 157.4536 | 115.7822 | 9.2247 | 537
| 261 | 318.9164 | 65.5613 | 168.4327 | 219.4806 | 6.4137 | 67.8904 | 130.2592 | 120.044 | 9.2247 | 152 |  | 261 | 235.9287 | 65.7591 | 193.278 | 235.971 | 6.4137 | 63.2483 | 139.5238 | 198.6675 | 9.2247 | 154 |  | 261 | 384.5146 | 73.7263 | 143.2599 | 217.4925 | 6.4137 | 70.5682 | 149.0213 | 445.8402 | 9.2247 | 299 |  | 261 | 350.9198 | 85.9732 | 172.7881 | 231.9766 | 6.4137 | 68.9452 | 157.4278 | 115.8634 | 9.2247 | 540
| 262 | 315.6972 | 64.9806 | 167.718 | 219.2889 | 6.4137 | 67.8793 | 130.2396 | 120.0484 | 9.2247 | 154 |  | 262 | 233.0671 | 65.331 | 192.8591 | 235.7312 | 6.4137 | 63.2349 | 139.4945 | 198.9609 | 9.2247 | 156 |  | 262 | 380.7331 | 72.9311 | 142.7174 | 217.2092 | 6.4137 | 70.5546 | 148.9944 | 446.0373 | 9.2247 | 302 |  | 262 | 347.3635 | 85.1956 | 172.0971 | 231.7885 | 6.4137 | 68.9366 | 157.4054 | 115.9471 | 9.2247 | 542
| 263 | 312.4023 | 64.3908 | 167.0882 | 219.0972 | 6.4137 | 67.8686 | 130.2227 | 120.0618 | 9.2247 | 156 |  | 263 | 230.598 | 64.7674 | 192.1717 | 235.503 | 6.4137 | 63.2217 | 139.4666 | 199.2531 | 9.2247 | 158 |  | 263 | 376.8851 | 72.3683 | 142.3247 | 216.6101 | 6.4137 | 70.5413 | 148.969 | 446.2351 | 9.2247 | 304 |  | 263 | 343.6204 | 84.4881 | 171.5229 | 231.6003 | 6.4137 | 68.9284 | 157.3864 | 116.0333 | 9.2247 | 544
| 264 | 309.2458 | 63.8238 | 166.5986 | 218.604 | 6.4137 | 67.8584 | 130.2086 | 120.0827 | 9.2247 | 158 |  | 264 | 228.0852 | 64.2589 | 191.4729 | 235.2747 | 6.4137 | 63.2088 | 139.4399 | 199.5427 | 9.2247 | 160 |  | 264 | 372.6892 | 71.9648 | 142.0366 | 216.095 | 6.4137 | 70.5282 | 148.9451 | 446.4334 | 9.2247 | 306 |  | 264 | 340.3315 | 83.6159 | 170.9753 | 231.0961 | 6.4137 | 68.9206 | 157.3708 | 116.122 | 9.2247 | 547
| 265 | 306.2831 | 63.2421 | 165.9951 | 218.0457 | 6.4137 | 67.8486 | 130.1973 | 120.1104 | 9.2247 | 160 |  | 265 | 225.7372 | 63.5747 | 190.7891 | 235.0423 | 6.4137 | 63.1961 | 139.4145 | 199.8299 | 9.2247 | 162 |  | 265 | 368.7404 | 71.3904 | 141.4783 | 215.774 | 6.4137 | 70.5155 | 148.9228 | 446.6323 | 9.2247 | 309 |  | 265 | 336.8859 | 82.9829 | 170.4002 | 230.5367 | 6.4137 | 68.9131 | 157.3587 | 116.2135 | 9.2247 | 549
| 266 | 302.9913 | 62.8173 | 165.4021 | 217.6491 | 6.4137 | 67.8393 | 130.1889 | 120.145 | 9.2247 | 162 |  | 266 | 223.1598 | 63.0723 | 190.299 | 234.6639 | 6.4137 | 63.1836 | 139.3904 | 200.1144 | 9.2247 | 163 |  | 266 | 364.6871 | 70.825 | 141.0156 | 215.4529 | 6.4137 | 70.503 | 148.9021 | 446.8316 | 9.2247 | 311 |  | 266 | 333.4452 | 82.3027 | 169.718 | 230.127 | 6.4137 | 68.9061 | 157.3502 | 116.3077 | 9.2247 | 552
| 267 | 299.9181 | 62.2064 | 164.7198 | 217.3092 | 6.4137 | 67.8304 | 130.1834 | 120.1865 | 9.2247 | 164 |  | 267 | 220.9561 | 62.5275 | 189.6227 | 234.1403 | 6.4137 | 63.1714 | 139.3676 | 200.396 | 9.2247 | 165 |  | 267 | 360.436 | 70.4095 | 140.5433 | 215.1891 | 6.4137 | 70.4908 | 148.8831 | 447.0315 | 9.2247 | 314 |  | 267 | 329.8748 | 81.5649 | 169.1339 | 229.8063 | 6.4137 | 68.8995 | 157.3453 | 116.4045 | 9.2247 | 554
| 268 | 296.5123 | 61.774 | 164.1608 | 217.0001 | 6.4137 | 67.822 | 130.1809 | 120.2352 | 9.2247 | 166 |  | 268 | 218.61 | 62.124 | 188.8793 | 233.6849 | 6.4137 | 63.1594 | 139.3462 | 200.6746 | 9.2247 | 167 |  | 268 | 356.1628 | 69.9415 | 140.0594 | 215.0117 | 6.4137 | 70.4788 | 148.8656 | 447.2325 | 9.2247 | 316 |  | 268 | 326.0346 | 81.0427 | 168.604 | 229.4856 | 6.4137 | 68.8933 | 157.3441 | 116.504 | 9.2247 | 556
| 269 | 292.7995 | 61.3978 | 163.8527 | 216.691 | 6.4137 | 67.814 | 130.1813 | 120.2917 | 9.2247 | 168 |  | 269 | 216.3488 | 61.527 | 188.1879 | 233.2861 | 6.4137 | 63.1479 | 139.3262 | 200.9502 | 9.2247 | 168 |  | 269 | 352.0251 | 69.4192 | 139.4941 | 214.8344 | 6.4137 | 70.4672 | 148.8498 | 447.4344 | 9.2247 | 318 |  | 269 | 321.9179 | 80.6037 | 168.2089 | 229.2235 | 6.4137 | 68.8875 | 157.3466 | 116.6063 | 9.2247 | 558
| 270 | 289.1846 | 61.0825 | 163.2898 | 216.4778 | 6.4137 | 67.8065 | 130.1847 | 120.3561 | 9.2247 | 169 |  | 270 | 213.7821 | 61.1111 | 187.621 | 232.8873 | 6.4137 | 63.1371 | 139.3075 | 201.2226 | 9.2247 | 170 |  | 270 | 347.7817 | 68.9971 | 138.9346 | 214.657 | 6.4137 | 70.4558 | 148.8356 | 447.6368 | 9.2247 | 321 |  | 270 | 317.8213 | 80.1945 | 167.6818 | 229.0435 | 6.4137 | 68.8821 | 157.3529 | 116.7113 | 9.2247 | 560
| 271 | 285.5775 | 60.7293 | 162.7261 | 216.2956 | 6.4137 | 67.7994 | 130.1913 | 120.4279 | 9.2247 | 171 |  | 271 | 211.2655 | 60.5542 | 187.0729 | 232.5604 | 6.4137 | 63.1266 | 139.2902 | 201.4918 | 9.2247 | 172 |  | 271 | 343.6361 | 68.4067 | 138.4453 | 214.4796 | 6.4137 | 70.4447 | 148.8232 | 447.8395 | 9.2247 | 323 |  | 271 | 314.0004 | 79.671 | 166.9932 | 228.8635 | 6.4137 | 68.8772 | 157.363 | 116.8191 | 9.2247 | 563
| 272 | 282.0317 | 60.2704 | 162.2066 | 216.1134 | 6.4137 | 67.7928 | 130.201 | 120.5073 | 9.2247 | 173 |  | 272 | 208.8394 | 60.0988 | 186.3308 | 232.2356 | 6.4137 | 63.1162 | 139.2743 | 201.7577 | 9.2247 | 173 |  | 272 | 339.5482 | 67.7827 | 137.9598 | 214.2745 | 6.4137 | 70.4339 | 148.8124 | 448.0426 | 9.2247 | 325 |  | 272 | 310.1183 | 79.0594 | 166.4541 | 228.6835 | 6.4137 | 68.8726 | 157.377 | 116.9297 | 9.2247 | 565
| 273 | 278.6584 | 59.7612 | 161.5651 | 215.9313 | 6.4137 | 67.7867 | 130.2138 | 120.5944 | 9.2247 | 175 |  | 273 | 206.2144 | 59.6761 | 185.7549 | 231.9108 | 6.4137 | 63.106 | 139.2599 | 202.0202 | 9.2247 | 175 |  | 273 | 335.5269 | 67.2602 | 137.4302 | 213.9454 | 6.4137 | 70.4234 | 148.8033 | 448.246 | 9.2247 | 328 |  | 273 | 306.3867 | 78.362 | 165.8501 | 228.5035 | 6.4137 | 68.8691 | 157.3949 | 117.0433 | 9.2247 | 567
| 274 | 275.4491 | 59.2069 | 160.8163 | 215.7373 | 6.4137 | 67.7811 | 130.2298 | 120.6893 | 9.2247 | 177 |  | 274 | 203.7266 | 59.25 | 184.9744 | 231.6569 | 6.4137 | 63.096 | 139.2469 | 202.2791 | 9.2247 | 177 |  | 274 | 331.5204 | 66.7288 | 136.8947 | 213.6162 | 6.4137 | 70.4131 | 148.796 | 448.4498 | 9.2247 | 330 |  | 274 | 302.9274 | 77.6013 | 165.103 | 228.2576 | 6.4137 | 68.866 | 157.4168 | 117.1597 | 9.2247 | 569
| 275 | 272.1876 | 58.746 | 160.1469 | 215.423 | 6.4137 | 67.7759 | 130.2491 | 120.7921 | 9.2247 | 178 |  | 275 | 201.1623 | 58.7677 | 184.2917 | 231.4378 | 6.4137 | 63.0862 | 139.2354 | 202.5344 | 9.2247 | 178 |  | 275 | 327.6116 | 66.1523 | 136.3556 | 213.238 | 6.4137 | 70.4031 | 148.7904 | 448.6538 | 9.2247 | 332 |  | 275 | 299.396 | 76.9738 | 164.3766 | 227.9299 | 6.4137 | 68.8633 | 157.4427 | 117.2791 | 9.2247 | 571
| 276 | 269.138 | 58.1713 | 159.3793 | 215.1086 | 6.4137 | 67.7711 | 130.2713 | 120.9022 | 9.2247 | 180 |  | 276 | 198.7384 | 58.2482 | 183.5056 | 231.2188 | 6.4137 | 63.0765 | 139.225 | 202.7856 | 9.2247 | 180 |  | 276 | 323.7249 | 65.5727 | 135.7653 | 212.892 | 6.4137 | 70.3934 | 148.7863 | 448.8569 | 9.2247 | 334 |  | 276 | 295.9002 | 76.2946 | 163.6662 | 227.6023 | 6.4137 | 68.8609 | 157.4723 | 117.401 | 9.2247 | 573
| 277 | 265.8173 | 57.693 | 158.7864 | 214.7943 | 6.4137 | 67.7673 | 130.2961 | 121.0191 | 9.2247 | 182 |  | 277 | 196.4777 | 57.7241 | 182.561 | 230.9998 | 6.4137 | 63.0671 | 139.2157 | 203.0321 | 9.2247 | 182 |  | 277 | 319.8614 | 64.9406 | 135.2043 | 212.546 | 6.4137 | 70.3839 | 148.7834 | 449.058 | 9.2247 | 337 |  | 277 | 292.5949 | 75.564 | 162.8886 | 227.2029 | 6.4137 | 68.8589 | 157.5052 | 117.5251 | 9.2247 | 575
| 278 | 262.7756 | 57.1162 | 158.1248 | 214.368 | 6.4137 | 67.7638 | 130.3233 | 121.1421 | 9.2247 | 184 |  | 278 | 193.7198 | 57.2686 | 182.1113 | 230.7146 | 6.4137 | 63.0577 | 139.207 | 203.2733 | 9.2247 | 183 |  | 278 | 316.9053 | 64.3427 | 134.7377 | 212.2 | 6.4137 | 70.3746 | 148.7814 | 449.2557 | 9.2247 | 339 |  | 278 | 289.0361 | 74.8424 | 162.3287 | 226.8303 | 6.4137 | 68.8571 | 157.5411 | 117.651 | 9.2247 | 577
| 279 | 259.5968 | 56.5713 | 157.4707 | 214.0395 | 6.4137 | 67.7606 | 130.3525 | 121.2706 | 9.2247 | 185 |  | 279 | 191.5411 | 56.756 | 181.1826 | 230.3863 | 6.4137 | 63.0485 | 139.1989 | 203.5088 | 9.2247 | 185 |  | 279 | 314.1561 | 64.0026 | 134.3633 | 211.854 | 6.4137 | 70.3655 | 148.7801 | 449.4489 | 9.2247 | 341 |  | 279 | 285.5377 | 74.2009 | 161.5993 | 226.4867 | 6.4137 | 68.8557 | 157.5795 | 117.7783 | 9.2247 | 578
| 280 | 256.5833 | 56.2011 | 157.0421 | 213.711 | 6.4137 | 67.7577 | 130.3835 | 121.404 | 9.2247 | 187 |  | 280 | 189.0869 | 56.2696 | 180.5031 | 230.058 | 6.4137 | 63.0393 | 139.191 | 203.7378 | 9.2247 | 186 |  | 280 | 311.3898 | 63.6565 | 134.0021 | 211.5178 | 6.4137 | 70.3566 | 148.7793 | 449.6363 | 9.2247 | 343 |  | 280 | 282.7285 | 73.7536 | 161.2556 | 226.143 | 6.4137 | 68.8544 | 157.6201 | 117.9067 | 9.2247 | 580
| 281 | 254.3036 | 55.9139 | 156.6273 | 213.3825 | 6.4137 | 67.755 | 130.4159 | 121.5417 | 9.2247 | 189 |  | 281 | 186.7181 | 55.6935 | 179.8278 | 229.7297 | 6.4137 | 63.0302 | 139.1831 | 203.9599 | 9.2247 | 188 |  | 281 | 308.6231 | 63.3331 | 133.6803 | 211.1201 | 6.4137 | 70.3478 | 148.7786 | 449.8168 | 9.2247 | 345 |  | 281 | 280.2308 | 73.3378 | 160.8535 | 225.7994 | 6.4137 | 68.8534 | 157.6626 | 118.0357 | 9.2247 | 582
| 282 | 252.1277 | 55.5216 | 156.2083 | 213.0594 | 6.4137 | 67.7525 | 130.4494 | 121.6831 | 9.2247 | 190 |  | 282 | 184.1809 | 55.2849 | 179.2491 | 229.3058 | 6.4137 | 63.0212 | 139.1749 | 204.1746 | 9.2247 | 189 |  | 282 | 305.9893 | 62.9733 | 133.3232 | 210.661 | 6.4137 | 70.339 | 148.7778 | 449.9891 | 9.2247 | 347 |  | 282 | 277.7134 | 72.8696 | 160.5134 | 225.4661 | 6.4137 | 68.8525 | 157.7065 | 118.165 | 9.2247 | 584
| 283 | 249.9799 | 55.1477 | 155.8404 | 212.6388 | 6.4137 | 67.7502 | 130.4837 | 121.8276 | 9.2247 | 192 |  | 283 | 181.9882 | 54.6998 | 178.4528 | 228.9317 | 6.4137 | 63.0122 | 139.1662 | 204.3812 | 9.2247 | 191 |  | 283 | 303.2766 | 62.5484 | 132.8884 | 210.4238 | 6.4137 | 70.3304 | 148.7766 | 450.1519 | 9.2247 | 349 |  | 283 | 275.3523 | 72.4715 | 160.1094 | 224.97 | 6.4137 | 68.8517 | 157.7515 | 118.2942 | 9.2247 | 585
| 284 | 247.8563 | 54.8758 | 155.4027 | 212.1618 | 6.4137 | 67.748 | 130.5186 | 121.9745 | 9.2247 | 194 |  | 284 | 180.3302 | 54.3685 | 177.8964 | 228.6021 | 6.4137 | 63.0031 | 139.1568 | 204.5792 | 9.2247 | 192 |  | 284 | 300.499 | 62.0118 | 132.562 | 210.2546 | 6.4137 | 70.3218 | 148.7748 | 450.3041 | 9.2247 | 351 |  | 284 | 273.0414 | 72.0905 | 159.6432 | 224.469 | 6.4137 | 68.8511 | 157.7973 | 118.4228 | 9.2247 | 585
| 285 | 245.7355 | 54.5741 | 154.8934 | 211.7832 | 6.4137 | 67.746 | 130.5537 | 122.1232 | 9.2247 | 195 |  | 285 | 178.7072 | 53.9768 | 177.474 | 228.2501 | 6.4137 | 62.9941 | 139.1464 | 204.768 | 9.2247 | 194 |  | 285 | 297.7558 | 61.5188 | 132.1578 | 210.0854 | 6.4137 | 70.3133 | 148.772 | 450.4445 | 9.2247 | 353 |  | 285 | 270.6943 | 71.6154 | 159.0826 | 224.1926 | 6.4137 | 68.8505 | 157.8435 | 118.5506 | 9.2247 | 587
| 286 | 243.5812 | 54.2253 | 154.3511 | 211.5184 | 6.4137 | 67.744 | 130.5888 | 122.2732 | 9.2247 | 197 |  | 286 | 177.2272 | 53.7635 | 176.8344 | 227.7942 | 6.4137 | 62.985 | 139.1348 | 204.9471 | 9.2247 | 195 |  | 286 | 294.8845 | 61.2159 | 131.6996 | 209.9081 | 6.4137 | 70.3047 | 148.7681 | 450.5717 | 9.2247 | 355 |  | 286 | 267.9963 | 71.2284 | 158.6817 | 224.0194 | 6.4137 | 68.8499 | 157.8896 | 118.6771 | 9.2247 | 587
| 287 | 241.2845 | 53.8923 | 153.8474 | 211.3416 | 6.4137 | 67.7421 | 130.6234 | 122.4237 | 9.2247 | 198 |  | 287 | 175.7051 | 53.3985 | 176.3967 | 227.33 | 6.4137 | 62.9759 | 139.1217 | 205.116 | 9.2247 | 197 |  | 287 | 292.1789 | 60.8207 | 131.2808 | 209.6179 | 6.4137 | 70.2962 | 148.7627 | 450.6847 | 9.2247 | 357 |  | 287 | 265.4971 | 70.7776 | 158.1458 | 223.8461 | 6.4137 | 68.8494 | 157.9354 | 118.802 | 9.2247 | 589
| 288 | 238.8754 | 53.5992 | 153.4985 | 211.0824 | 6.4137 | 67.7401 | 130.6574 | 122.5743 | 9.2247 | 200 |  | 288 | 174.1362 | 53.0773 | 175.8622 | 226.9656 | 6.4137 | 62.9667 | 139.1068 | 205.274 | 9.2247 | 198 |  | 288 | 289.673 | 60.4488 | 130.7197 | 209.247 | 6.4137 | 70.2875 | 148.7557 | 450.7821 | 9.2247 | 359 |  | 288 | 263.0445 | 70.3486 | 157.6232 | 223.5911 | 6.4137 | 68.8488 | 157.9804 | 118.9248 | 9.2247 | 589
| 289 | 236.6563 | 53.2357 | 153.0521 | 210.8012 | 6.4137 | 67.7381 | 130.6903 | 122.7243 | 9.2247 | 201 |  | 289 | 172.5456 | 52.734 | 175.3851 | 226.5877 | 6.4137 | 62.9574 | 139.09 | 205.4206 | 9.2247 | 200 |  | 289 | 286.9069 | 60.1067 | 130.339 | 208.9263 | 6.4137 | 70.2789 | 148.7466 | 450.8628 | 9.2247 | 361 |  | 289 | 260.617 | 69.8556 | 157.1516 | 223.324 | 6.4137 | 68.8482 | 158.0243 | 119.0452 | 9.2247 | 590
| 290 | 234.5989 | 52.7801 | 152.5162 | 210.5398 | 6.4137 | 67.7361 | 130.722 | 122.873 | 9.2247 | 203 |  | 290 | 171.0475 | 52.4164 | 174.8048 | 226.1947 | 6.4137 | 62.948 | 139.071 | 205.5553 | 9.2247 | 201 |  | 290 | 284.2097 | 59.612 | 129.9499 | 208.6977 | 6.4137 | 70.2701 | 148.7353 | 450.9255 | 9.2247 | 363 |  | 290 | 258.2242 | 69.3237 | 156.6842 | 223.0569 | 6.4137 | 68.8474 | 158.0668 | 119.1628 | 9.2247 | 590
| 291 | 232.214 | 52.5006 | 152.1318 | 210.2784 | 6.4137 | 67.734 | 130.7521 | 123.0199 | 9.2247 | 205 |  | 291 | 169.4427 | 52.0681 | 174.3145 | 225.8492 | 6.4137 | 62.9384 | 139.0495 | 205.6775 | 9.2247 | 202 |  | 291 | 281.4032 | 59.1776 | 129.6115 | 208.4671 | 6.4137 | 70.2612 | 148.7215 | 450.969 | 9.2247 | 364 |  | 291 | 255.6463 | 68.8908 | 156.303 | 222.7898 | 6.4137 | 68.8466 | 158.1074 | 119.2772 | 9.2247 | 592
| 292 | 230.0973 | 52.0586 | 151.6331 | 210.0254 | 6.4137 | 67.7317 | 130.7803 | 123.1644 | 9.2247 | 206 |  | 292 | 167.9147 | 51.7281 | 173.7588 | 225.4839 | 6.4137 | 62.9286 | 139.0253 | 205.7866 | 9.2247 | 204 |  | 292 | 278.6977 | 58.6927 | 129.2126 | 208.2469 | 6.4137 | 70.2522 | 148.7049 | 450.9921 | 9.2247 | 366 |  | 292 | 253.4156 | 68.2772 | 155.7224 | 222.5554 | 6.4137 | 68.8455 | 158.1458 | 119.388 | 9.2247 | 592
| 293 | 227.8807 | 51.6512 | 151.1631 | 209.8093 | 6.4137 | 67.7293 | 130.8062 | 123.3058 | 9.2247 | 208 |  | 293 | 166.2724 | 51.4403 | 173.1929 | 225.191 | 6.4137 | 62.9187 | 138.9982 | 205.8821 | 9.2247 | 205 |  | 293 | 276.0414 | 58.2954 | 128.7089 | 207.9944 | 6.4137 | 70.2429 | 148.6853 | 450.9936 | 9.2247 | 368 |  | 293 | 250.8715 | 67.7747 | 155.339 | 222.3263 | 6.4137 | 68.8443 | 158.1816 | 119.4948 | 9.2247 | 593
| 294 | 225.6393 | 51.2546 | 150.7021 | 209.5979 | 6.4137 | 67.7266 | 130.8297 | 123.4435 | 9.2247 | 209 |  | 294 | 164.3483 | 51.2189 | 172.8424 | 224.8981 | 6.4137 | 62.9086 | 138.9678 | 205.9634 | 9.2247 | 206 |  | 294 | 273.3841 | 57.8425 | 128.2942 | 207.7096 | 6.4137 | 70.2338 | 148.6623 | 450.9722 | 9.2247 | 370 |  | 294 | 248.5056 | 67.2867 | 154.7389 | 222.1212 | 6.4137 | 68.8429 | 158.2145 | 119.5973 | 9.2247 | 593
| 295 | 223.4501 | 50.9131 | 150.1847 | 209.3359 | 6.4137 | 67.7238 | 130.8504 | 123.577 | 9.2247 | 210 |  | 295 | 162.6859 | 50.8416 | 172.3776 | 224.6136 | 6.4137 | 62.8982 | 138.934 | 206.0299 | 9.2247 | 208 |  | 295 | 270.6921 | 57.4837 | 127.9774 | 207.2673 | 6.4137 | 70.2245 | 148.6358 | 450.9267 | 9.2247 | 372 |  | 295 | 246.0156 | 66.8324 | 154.2873 | 221.858 | 6.4137 | 68.8411 | 158.244 | 119.6951 | 9.2247 | 595
| 296 | 221.3408 | 50.539 | 149.7696 | 208.9242 | 6.4137 | 67.7206 | 130.868 | 123.7055 | 9.2247 | 212 |  | 296 | 161.1096 | 50.4483 | 171.8586 | 224.3132 | 6.4137 | 62.8876 | 138.8965 | 206.0812 | 9.2247 | 209 |  | 296 | 268.2314 | 57.0088 | 127.5998 | 206.7709 | 6.4137 | 70.215 | 148.6054 | 450.8559 | 9.2247 | 373 |  | 296 | 243.6916 | 66.376 | 153.8831 | 221.3833 | 6.4137 | 68.8391 | 158.2699 | 119.7878 | 9.2247 | 595
| 297 | 219.1426 | 50.1976 | 149.4534 | 208.4697 | 6.4137 | 67.7172 | 130.8821 | 123.8286 | 9.2247 | 213 |  | 297 | 159.4388 | 50.1112 | 171.4044 | 223.9865 | 6.4137 | 62.8767 | 138.8551 | 206.1166 | 9.2247 | 210 |  | 297 | 265.5314 | 56.6537 | 127.2044 | 206.4117 | 6.4137 | 70.2052 | 148.5709 | 450.7585 | 9.2247 | 375 |  | 297 | 241.3655 | 65.8974 | 153.4642 | 220.9477 | 6.4137 | 68.8368 | 158.2917 | 119.8749 | 9.2247 | 596
| 298 | 216.9203 | 49.8742 | 149.0176 | 208.1409 | 6.4137 | 67.7134 | 130.8925 | 123.9455 | 9.2247 | 215 |  | 298 | 158.0491 | 49.8368 | 170.7363 | 223.5298 | 6.4137 | 62.8656 | 138.8095 | 206.1356 | 9.2247 | 212 |  | 298 | 262.7734 | 56.1972 | 126.8856 | 206.1354 | 6.4137 | 70.1951 | 148.5321 | 450.6335 | 9.2247 | 377 |  | 298 | 238.8603 | 65.468 | 153.0446 | 220.6428 | 6.4137 | 68.8341 | 158.3091 | 119.9562 | 9.2247 | 596
| 299 | 214.5767 | 49.5422 | 148.6109 | 207.913 | 6.4137 | 67.7093 | 130.899 | 124.0557 | 9.2247 | 216 |  | 299 | 156.7649 | 49.4447 | 170.0737 | 223.0796 | 6.4137 | 62.8541 | 138.7595 | 206.1377 | 9.2247 | 213 |  | 299 | 259.7945 | 55.8833 | 126.6275 | 205.8765 | 6.4137 | 70.1847 | 148.4886 | 450.4794 | 9.2247 | 378 |  | 299 | 236.2828 | 64.9848 | 152.6504 | 220.4385 | 6.4137 | 68.8311 | 158.3217 | 120.0312 | 9.2247 | 598
| 300 | 212.3842 | 49.2537 | 147.994 | 207.7006 | 6.4137 | 67.7048 | 130.901 | 124.1585 | 9.2247 | 217 |  | 300 | 155.0992 | 49.1537 | 169.6298 | 222.6913 | 6.4137 | 62.8422 | 138.7048 | 206.1222 | 9.2247 | 214 |  | 300 | 257.2373 | 55.5627 | 126.0154 | 205.5567 | 6.4137 | 70.1739 | 148.4402 | 450.2951 | 9.2247 | 380 |  | 300 | 233.803 | 64.5834 | 152.0767 | 220.2342 | 6.4137 | 68.8276 | 158.3292 | 120.0995 | 9.2247 | 598
| 301 | 210.1582 | 48.9493 | 147.4709 | 207.4439 | 6.4137 | 67.6998 | 130.8985 | 124.2535 | 9.2247 | 219 |  | 301 | 153.6194 | 48.7846 | 168.9975 | 222.3836 | 6.4137 | 62.8301 | 138.6452 | 206.0886 | 9.2247 | 215 |  | 301 | 254.7535 | 55.0944 | 125.5521 | 205.1625 | 6.4137 | 70.1627 | 148.3866 | 450.0795 | 9.2247 | 381 |  | 301 | 231.3221 | 64.1762 | 151.5717 | 219.9681 | 6.4137 | 68.8236 | 158.3311 | 120.1609 | 9.2247 | 599
| 302 | 208.1342 | 48.5598 | 146.888 | 207.13 | 6.4137 | 67.6943 | 130.8911 | 124.3401 | 9.2247 | 220 |  | 302 | 151.9738 | 48.4554 | 168.4635 | 222.1035 | 6.4137 | 62.8175 | 138.5804 | 206.0364 | 9.2247 | 217 |  | 302 | 252.1623 | 54.7028 | 125.1365 | 204.7512 | 6.4137 | 70.1511 | 148.3275 | 449.8312 | 9.2247 | 383 |  | 302 | 229.1229 | 63.731 | 150.8724 | 219.6528 | 6.4137 | 68.8192 | 158.3271 | 120.2147 | 9.2247 | 599
| 303 | 206.0588 | 48.2335 | 146.3472 | 206.7624 | 6.4137 | 67.6884 | 130.8784 | 124.4179 | 9.2247 | 222 |  | 303 | 150.7997 | 48.1918 | 167.3776 | 221.838 | 6.4137 | 62.8046 | 138.5102 | 205.965 | 9.2247 | 218 |  | 303 | 249.6468 | 54.3311 | 124.6549 | 204.3101 | 6.4137 | 70.1391 | 148.2628 | 449.549 | 9.2247 | 384 |  | 303 | 226.8047 | 63.316 | 150.313 | 219.2861 | 6.4137 | 68.8142 | 158.3169 | 120.2608 | 9.2247 | 600
| 304 | 204.0251 | 47.9355 | 145.8143 | 206.3166 | 6.4137 | 67.6819 | 130.8601 | 124.4859 | 9.2247 | 223 |  | 304 | 149.3549 | 47.8815 | 166.6693 | 221.5126 | 6.4137 | 62.7912 | 138.4343 | 205.8738 | 9.2247 | 219 |  | 304 | 247.1427 | 53.9834 | 124.0644 | 203.9427 | 6.4137 | 70.1266 | 148.1921 | 449.2318 | 9.2247 | 386 |  | 304 | 224.6039 | 62.923 | 149.711 | 218.8228 | 6.4137 | 68.8087 | 158.3001 | 120.2987 | 9.2247 | 600
| 305 | 202.228 | 47.5787 | 145.0595 | 205.915 | 6.4137 | 67.6749 | 130.8361 | 124.5436 | 9.2247 | 224 |  | 305 | 147.8242 | 47.5695 | 166.1043 | 221.1314 | 6.4137 | 62.7774 | 138.3526 | 205.7623 | 9.2247 | 220 |  | 305 | 244.4658 | 53.624 | 123.6101 | 203.6235 | 6.4137 | 70.1137 | 148.1151 | 448.8786 | 9.2247 | 387 |  | 305 | 222.4575 | 62.4065 | 149.094 | 218.4435 | 6.4137 | 68.8026 | 158.2762 | 120.328 | 9.2247 | 601
| 306 | 200.1279 | 47.2884 | 144.4289 | 205.6258 | 6.4137 | 67.6672 | 130.8059 | 124.5902 | 9.2247 | 225 |  | 306 | 146.6339 | 47.3447 | 165.1899 | 220.6719 | 6.4137 | 62.7632 | 138.2647 | 205.6299 | 9.2247 | 221 |  | 306 | 241.8468 | 53.2684 | 123.0329 | 203.3656 | 6.4137 | 70.1002 | 148.0316 | 448.488 | 9.2247 | 389 |  | 306 | 220.2598 | 61.9336 | 148.3936 | 218.1552 | 6.4137 | 68.7959 | 158.245 | 120.3484 | 9.2247 | 601
| 307 | 198.2651 | 46.9889 | 143.5703 | 205.3366 | 6.4137 | 67.6589 | 130.7692 | 124.6261 | 9.2247 | 227 |  | 307 | 145.3455 | 47.0731 | 164.409 | 220.2239 | 6.4137 | 62.7484 | 138.1704 | 205.4761 | 9.2247 | 223 |  | 307 | 239.2354 | 52.8883 | 122.4631 | 203.1173 | 6.4137 | 70.0863 | 147.9414 | 448.0587 | 9.2247 | 390 |  | 307 | 218.1767 | 61.619 | 147.4204 | 217.867 | 6.4137 | 68.7886 | 158.206 | 120.3594 | 9.2247 | 603
| 308 | 196.2984 | 46.6924 | 142.8083 | 205.0514 | 6.4137 | 67.65 | 130.7258 | 124.65 | 9.2247 | 228 |  | 308 | 143.8778 | 46.7265 | 163.8159 | 219.8423 | 6.4137 | 62.7332 | 138.0695 | 205.3003 | 9.2247 | 224 |  | 308 | 236.6093 | 52.4258 | 121.9904 | 202.8689 | 6.4137 | 70.0717 | 147.8441 | 447.5896 | 9.2247 | 392 |  | 308 | 215.7891 | 61.2989 | 146.7041 | 217.6319 | 6.4137 | 68.7805 | 158.159 | 120.3606 | 9.2247 | 603
| 309 | 194.0481 | 46.3861 | 142.2853 | 204.8208 | 6.4137 | 67.6403 | 130.6754 | 124.662 | 9.2247 | 229 |  | 309 | 142.6061 | 46.499 | 162.8566 | 219.5117 | 6.4137 | 62.7174 | 137.9617 | 205.1019 | 9.2247 | 225 |  | 309 | 234.042 | 52.0632 | 121.4251 | 202.5543 | 6.4137 | 70.0566 | 147.7395 | 447.0794 | 9.2247 | 393 |  | 309 | 213.4838 | 60.8386 | 146.0314 | 217.411 | 6.4137 | 68.7718 | 158.1035 | 120.3518 | 9.2247 | 604
| 310 | 192.025 | 46.0207 | 141.5942 | 204.5902 | 6.4137 | 67.6299 | 130.6176 | 124.6604 | 9.2247 | 230 |  | 310 | 141.0843 | 46.1992 | 162.2199 | 219.1812 | 6.4137 | 62.7011 | 137.8467 | 204.8805 | 9.2247 | 226 |  | 310 | 231.4904 | 51.69 | 120.8792 | 202.2154 | 6.4137 | 70.0409 | 147.6273 | 446.5268 | 9.2247 | 394 |  | 310 | 211.2543 | 60.3374 | 145.3275 | 217.1864 | 6.4137 | 68.7623 | 158.0391 | 120.3325 | 9.2247 | 604
| 311 | 190.1383 | 45.6968 | 140.7813 | 204.3034 | 6.4137 | 67.6187 | 130.5522 | 124.6448 | 9.2247 | 232 |  | 311 | 140.1041 | 45.9131 | 161.0276 | 218.8507 | 6.4137 | 62.6842 | 137.7244 | 204.6354 | 9.2247 | 227 |  | 311 | 228.6904 | 51.3703 | 120.5282 | 201.8764 | 6.4137 | 70.0245 | 147.5073 | 445.9305 | 9.2247 | 396 |  | 311 | 209.0024 | 59.9652 | 144.5992 | 216.8796 | 6.4137 | 68.752 | 157.9655 | 120.3022 | 9.2247 | 605
| 312 | 187.9575 | 45.354 | 140.3018 | 203.9962 | 6.4137 | 67.6068 | 130.4788 | 124.6145 | 9.2247 | 233 |  | 312 | 138.7988 | 45.6348 | 160.1529 | 218.5203 | 6.4137 | 62.6668 | 137.5945 | 204.366 | 9.2247 | 228 |  | 312 | 226.1872 | 51.0599 | 119.8834 | 201.5251 | 6.4137 | 70.0075 | 147.3791 | 445.2894 | 9.2247 | 397 |  | 312 | 206.6278 | 59.5261 | 144.0605 | 216.5729 | 6.4137 | 68.7409 | 157.8824 | 120.2607 | 9.2247 | 605
| 313 | 185.9668 | 45.0663 | 139.5772 | 203.689 | 6.4137 | 67.5939 | 130.3971 | 124.5688 | 9.2247 | 234 |  | 313 | 137.4838 | 45.4328 | 159.187 | 218.2142 | 6.4137 | 62.6487 | 137.4567 | 204.0719 | 9.2247 | 229 |  | 313 | 223.7224 | 50.7945 | 119.1654 | 201.1635 | 6.4137 | 69.9898 | 147.2426 | 444.6022 | 9.2247 | 398 |  | 313 | 204.4027 | 59.1799 | 143.2837 | 216.2618 | 6.4137 | 68.7289 | 157.7893 | 120.2076 | 9.2247 | 606
| 314 | 184.2687 | 44.7564 | 138.6291 | 203.3349 | 6.4137 | 67.5802 | 130.3069 | 124.5072 | 9.2247 | 235 |  | 314 | 136.1245 | 45.1467 | 158.3462 | 217.9115 | 6.4137 | 62.63 | 137.3108 | 203.7533 | 9.2247 | 230 |  | 314 | 221.5044 | 50.2969 | 118.4328 | 200.802 | 6.4137 | 69.9714 | 147.0975 | 443.8678 | 9.2247 | 399 |  | 314 | 202.4335 | 58.7575 | 142.4029 | 215.8751 | 6.4137 | 68.7161 | 157.6859 | 120.1424 | 9.2247 | 606
| 315 | 182.5616 | 44.5202 | 137.6184 | 202.9786 | 6.4137 | 67.5656 | 130.2078 | 124.4292 | 9.2247 | 236 |  | 315 | 134.8274 | 44.9108 | 157.4356 | 217.5661 | 6.4137 | 62.6107 | 137.1565 | 203.4095 | 9.2247 | 231 |  | 315 | 219.2413 | 49.9212 | 117.6236 | 200.4404 | 6.4137 | 69.9523 | 146.9434 | 443.0849 | 9.2247 | 400 |  | 315 | 200.5223 | 58.4369 | 141.3059 | 215.5446 | 6.4137 | 68.7024 | 157.5718 | 120.0648 | 9.2247 | 606
| 316 | 180.706 | 44.2871 | 136.7264 | 202.649 | 6.4137 | 67.5501 | 130.0995 | 124.3341 | 9.2247 | 237 |  | 316 | 133.4705 | 44.6633 | 156.5965 | 217.2206 | 6.4137 | 62.5907 | 136.9936 | 203.0394 | 9.2247 | 232 |  | 316 | 216.9757 | 49.6105 | 116.7517 | 200.0788 | 6.4137 | 69.9324 | 146.7802 | 442.2522 | 9.2247 | 402 |  | 316 | 198.4882 | 58.0917 | 140.3565 | 215.2141 | 6.4137 | 68.6877 | 157.4467 | 119.9745 | 9.2247 | 606
| 317 | 178.9126 | 43.9527 | 135.8736 | 202.3195 | 6.4137 | 67.5336 | 129.9818 | 124.2212 | 9.2247 | 238 |  | 317 | 132.0476 | 44.4202 | 155.819 | 216.8752 | 6.4137 | 62.57 | 136.8219 | 202.6422 | 9.2247 | 233 |  | 317 | 214.7558 | 49.185 | 115.9489 | 199.7173 | 6.4137 | 69.9117 | 146.6075 | 441.3686 | 9.2247 | 403 |  | 317 | 196.5682 | 57.6187 | 139.4209 | 214.8836 | 6.4137 | 68.672 | 157.3102 | 119.871 | 9.2247 | 606
| 318 | 176.8953 | 43.6566 | 135.2062 | 201.9899 | 6.4137 | 67.516 | 129.8543 | 124.0898 | 9.2247 | 239 |  | 318 | 130.7346 | 44.1257 | 155.041 | 216.4718 | 6.4137 | 62.5485 | 136.6411 | 202.2175 | 9.2247 | 234 |  | 318 | 212.1056 | 48.888 | 115.4479 | 199.3557 | 6.4137 | 69.8902 | 146.4251 | 440.4327 | 9.2247 | 404 |  | 318 | 194.3034 | 57.2135 | 138.7622 | 214.5532 | 6.4137 | 68.6554 | 157.1618 | 119.754 | 9.2247 | 606
| 319 | 174.8967 | 43.4027 | 134.478 | 201.6604 | 6.4137 | 67.4975 | 129.7167 | 123.9394 | 9.2247 | 240 |  | 319 | 129.3319 | 43.8686 | 154.3249 | 216.0587 | 6.4137 | 62.5264 | 136.451 | 201.7645 | 9.2247 | 235 |  | 319 | 209.8003 | 48.5754 | 114.6176 | 198.9942 | 6.4137 | 69.8679 | 146.2327 | 439.4434 | 9.2247 | 405 |  | 319 | 192.2159 | 56.8326 | 137.902 | 214.2227 | 6.4137 | 68.6377 | 157.0014 | 119.6229 | 9.2247 | 606
| 320 | 172.9843 | 43.0795 | 133.7329 | 201.3308 | 6.4137 | 67.4778 | 129.5687 | 123.7692 | 9.2247 | 241 |  | 320 | 127.8455 | 43.5705 | 153.693 | 215.6861 | 6.4137 | 62.5036 | 136.2512 | 201.2829 | 9.2247 | 236 |  | 320 | 207.3918 | 48.2103 | 114.0712 | 198.6819 | 6.4137 | 69.8448 | 146.0301 | 438.3994 | 9.2247 | 406 |  | 320 | 190.0363 | 56.4112 | 137.1742 | 213.8922 | 6.4137 | 68.6189 | 156.8284 | 119.4776 | 9.2247 | 606
| 321 | 170.9162 | 42.7986 | 133.1012 | 201.0013 | 6.4137 | 67.457 | 129.41 | 123.5788 | 9.2247 | 242 |  | 321 | 126.4938 | 43.2554 | 152.938 | 215.319 | 6.4137 | 62.4803 | 136.0417 | 200.7719 | 9.2247 | 237 |  | 321 | 205.3033 | 47.8991 | 113.6538 | 198.4017 | 6.4137 | 69.8207 | 145.817 | 437.2996 | 9.2247 | 407 |  | 321 | 187.8473 | 56.1055 | 136.5466 | 213.5617 | 6.4137 | 68.599 | 156.6425 | 119.3174 | 9.2247 | 606
| 322 | 168.8742 | 42.5338 | 132.5837 | 200.6717 | 6.4137 | 67.4351 | 129.2404 | 123.3674 | 9.2247 | 243 |  | 322 | 125.2913 | 43.0001 | 151.9739 | 214.9519 | 6.4137 | 62.4561 | 135.822 | 200.2311 | 9.2247 | 237 |  | 322 | 203.3033 | 47.6184 | 113.1527 | 198.0861 | 6.4137 | 69.7958 | 145.5931 | 436.1426 | 9.2247 | 408 |  | 322 | 185.8769 | 55.8342 | 136.1643 | 213.2312 | 6.4137 | 68.578 | 156.4433 | 119.1422 | 9.2247 | 606
| 323 | 167.143 | 42.3408 | 132.1306 | 200.3422 | 6.4137 | 67.4121 | 129.0594 | 123.1345 | 9.2247 | 244 |  | 323 | 124.0432 | 42.7344 | 151.066 | 214.5848 | 6.4137 | 62.4311 | 135.5921 | 199.6599 | 9.2247 | 238 |  | 323 | 201.3724 | 47.3191 | 112.7088 | 197.663 | 6.4137 | 69.7699 | 145.3582 | 434.9273 | 9.2247 | 409 |  | 323 | 183.908 | 55.5558 | 135.7552 | 212.9333 | 6.4137 | 68.5558 | 156.2306 | 118.9515 | 9.2247 | 606
| 324 | 166.0453 | 42.128 | 131.1742 | 199.9023 | 6.4137 | 67.3878 | 128.8669 | 122.8794 | 9.2247 | 245 |  | 324 | 122.8675 | 42.5609 | 149.9935 | 214.2176 | 6.4137 | 62.4053 | 135.3516 | 199.0577 | 9.2247 | 239 |  | 324 | 199.8435 | 47.0423 | 111.8684 | 197.2116 | 6.4137 | 69.7431 | 145.1119 | 433.6524 | 9.2247 | 410 |  | 324 | 182.757 | 55.3143 | 134.6026 | 212.5239 | 6.4137 | 68.5324 | 156.0038 | 118.7449 | 9.2247 | 606
| 325 | 164.8461 | 41.9688 | 130.243 | 199.4852 | 6.4137 | 67.3622 | 128.6625 | 122.6015 | 9.2247 | 246 |  | 325 | 121.6394 | 42.304 | 149.0566 | 213.8505 | 6.4137 | 62.3786 | 135.1002 | 198.4239 | 9.2247 | 240 |  | 325 | 198.0884 | 46.8639 | 111.1645 | 196.7517 | 6.4137 | 69.7153 | 144.8541 | 432.3167 | 9.2247 | 411 |  | 325 | 181.3672 | 55.132 | 133.6437 | 212.1005 | 6.4137 | 68.508 | 155.7627 | 118.522 | 9.2247 | 606
| 326 | 163.7585 | 41.7519 | 129.2577 | 199.068 | 6.4137 | 67.3354 | 128.4459 | 122.3001 | 9.2247 | 247 |  | 326 | 120.6073 | 41.9679 | 148.0388 | 213.4476 | 6.4137 | 62.351 | 134.8378 | 197.7581 | 9.2247 | 241 |  | 326 | 196.5268 | 46.7105 | 110.2421 | 196.2917 | 6.4137 | 69.6864 | 144.5844 | 430.919 | 9.2247 | 411 |  | 326 | 180.0237 | 54.8823 | 132.7059 | 211.6771 | 6.4137 | 68.4823 | 155.5068 | 118.2825 | 9.2247 | 606
| 327 | 162.3603 | 41.5883 | 128.5341 | 198.6466 | 6.4137 | 67.3073 | 128.2167 | 121.9748 | 9.2247 | 248 |  | 327 | 119.8845 | 41.467 | 147.0844 | 212.9706 | 6.4137 | 62.3225 | 134.5641 | 197.0595 | 9.2247 | 242 |  | 327 | 194.6579 | 46.4785 | 109.6766 | 195.8608 | 6.4137 | 69.6566 | 144.3027 | 429.4581 | 9.2247 | 412 |  | 327 | 178.4837 | 54.6171 | 131.9858 | 211.248 | 6.4137 | 68.4554 | 155.2359 | 118.0259 | 9.2247 | 606
| 328 | 161.108 | 41.4579 | 127.6342 | 198.2225 | 6.4137 | 67.2778 | 127.9748 | 121.6248 | 9.2247 | 249 |  | 328 | 119.2102 | 41.1903 | 146.1426 | 212.4922 | 6.4137 | 62.293 | 134.2789 | 196.3278 | 9.2247 | 242 |  | 328 | 192.8416 | 46.2954 | 108.9455 | 195.494 | 6.4137 | 69.6257 | 144.0085 | 427.9327 | 9.2247 | 413 |  | 328 | 177.0761 | 54.4804 | 131.0072 | 210.8165 | 6.4137 | 68.427 | 154.9495 | 117.7519 | 9.2247 | 606
| 329 | 159.7579 | 41.2394 | 126.92 | 197.7983 | 6.4137 | 67.247 | 127.7197 | 121.2495 | 9.2247 | 250 |  | 329 | 118.638 | 40.947 | 145.0651 | 212.0137 | 6.4137 | 62.2626 | 133.9818 | 195.5622 | 9.2247 | 243 |  | 329 | 191.044 | 46.152 | 108.156 | 195.1272 | 6.4137 | 69.5937 | 143.7018 | 426.3416 | 9.2247 | 414 |  | 329 | 175.7117 | 54.1284 | 130.1733 | 210.4124 | 6.4137 | 68.3973 | 154.6472 | 117.4601 | 9.2247 | 606
| 330 | 158.9469 | 40.8071 | 125.8806 | 197.3742 | 6.4137 | 67.2147 | 127.4513 | 120.8482 | 9.2247 | 251 |  | 330 | 118.0813 | 40.7758 | 143.9003 | 211.535 | 6.4137 | 62.2312 | 133.6728 | 194.7623 | 9.2247 | 244 |  | 330 | 189.3628 | 45.8679 | 107.3908 | 194.7604 | 6.4137 | 69.5606 | 143.3821 | 424.6836 | 9.2247 | 415 |  | 330 | 174.5743 | 53.6681 | 129.1625 | 210.0666 | 6.4137 | 68.3662 | 154.3288 | 117.15 | 9.2247 | 606
| 331 | 158.0257 | 40.4828 | 124.7836 | 197.01 | 6.4137 | 67.1811 | 127.1691 | 120.4205 | 9.2247 | 252 |  | 331 | 117.7008 | 40.6122 | 142.5568 | 211.0513 | 6.4137 | 62.1989 | 133.3514 | 193.9274 | 9.2247 | 245 |  | 331 | 187.9538 | 45.5322 | 106.4049 | 194.3936 | 6.4137 | 69.5264 | 143.0492 | 422.9575 | 9.2247 | 415 |  | 331 | 173.5974 | 53.1754 | 128.0235 | 209.7208 | 6.4137 | 68.3337 | 153.9938 | 116.8215 | 9.2247 | 606
| 332 | 157.2389 | 40.4188 | 123.2787 | 196.6588 | 6.4137 | 67.146 | 126.8729 | 119.9656 | 9.2247 | 252 |  | 332 | 117.4749 | 40.5035 | 141.0037 | 210.5675 | 6.4137 | 62.1654 | 133.0175 | 193.0571 | 9.2247 | 245 |  | 332 | 186.6151 | 45.2335 | 105.3117 | 194.0268 | 6.4137 | 69.491 | 142.7029 | 421.162 | 9.2247 | 416 |  | 332 | 172.7381 | 53.0721 | 126.3774 | 209.375 | 6.4137 | 68.2996 | 153.6418 | 116.4739 | 9.2247 | 606
| 333 | 156.4163 | 40.1835 | 121.9809 | 196.3076 | 6.4137 | 67.1095 | 126.5624 | 119.483 | 9.2247 | 253 |  | 333 | 117.0138 | 40.3165 | 139.7642 | 210.0837 | 6.4137 | 62.131 | 132.6708 | 192.1507 | 9.2247 | 246 |  | 333 | 185.4036 | 45.1204 | 103.9058 | 193.66 | 6.4137 | 69.4544 | 142.3429 | 419.2959 | 9.2247 | 417 |  | 333 | 171.7454 | 52.7433 | 125.0904 | 209.0292 | 6.4137 | 68.2641 | 153.2725 | 116.107 | 9.2247 | 606
| 334 | 155.6776 | 40.0093 | 120.5382 | 195.9563 | 6.4137 | 67.0714 | 126.2373 | 118.972 | 9.2247 | 254 |  | 334 | 116.6025 | 40.212 | 138.3923 | 209.5999 | 6.4137 | 62.0955 | 132.3111 | 191.2077 | 9.2247 | 247 |  | 334 | 184.3511 | 44.8852 | 102.4941 | 193.262 | 6.4137 | 69.4166 | 141.9689 | 417.358 | 9.2247 | 417 |  | 334 | 170.8603 | 52.5524 | 123.5579 | 208.6834 | 6.4137 | 68.227 | 152.8856 | 115.7204 | 9.2247 | 606
| 335 | 155.0311 | 39.8113 | 119.0271 | 195.6051 | 6.4137 | 67.0317 | 125.8972 | 118.4319 | 9.2247 | 255 |  | 335 | 116.3906 | 40.0956 | 136.833 | 209.1161 | 6.4137 | 62.0589 | 131.9381 | 190.2275 | 9.2247 | 247 |  | 335 | 183.3951 | 44.5453 | 101.1029 | 192.8517 | 6.4137 | 69.3776 | 141.5807 | 415.3471 | 9.2247 | 418 |  | 335 | 170.1141 | 52.2421 | 122.0097 | 208.3337 | 6.4137 | 68.1883 | 152.4806 | 115.3136 | 9.2247 | 606
| 336 | 154.1918 | 39.5629 | 117.7948 | 195.2183 | 6.4137 | 66.9903 | 125.5419 | 117.8623 | 9.2247 | 255 |  | 336 | 116.1681 | 39.9645 | 135.2871 | 208.6444 | 6.4137 | 62.0211 | 131.5517 | 189.2096 | 9.2247 | 248 |  | 336 | 182.1948 | 44.1512 | 100.0103 | 192.4415 | 6.4137 | 69.3374 | 141.1779 | 413.2619 | 9.2247 | 418 |  | 336 | 169.2838 | 51.8331 | 120.681 | 207.9473 | 6.4137 | 68.1481 | 152.0572 | 114.8863 | 9.2247 | 606
| 337 | 153.6243 | 39.2551 | 116.3507 | 194.8309 | 6.4137 | 66.9473 | 125.1711 | 117.2623 | 9.2247 | 256 |  | 337 | 115.8722 | 39.7825 | 133.8545 | 208.1834 | 6.4137 | 61.9823 | 131.1514 | 188.1533 | 9.2247 | 248 |  | 337 | 181.0341 | 43.7529 | 98.8779 | 192.0355 | 6.4137 | 69.2958 | 140.7604 | 411.1012 | 9.2247 | 419 |  | 337 | 168.6594 | 51.4589 | 119.1116 | 207.5609 | 6.4137 | 68.1061 | 151.615 | 114.4382 | 9.2247 | 606
| 338 | 152.8723 | 39.0238 | 115.0146 | 194.4434 | 6.4137 | 66.9027 | 124.7844 | 116.6315 | 9.2247 | 257 |  | 338 | 115.4892 | 39.5663 | 132.4975 | 207.7682 | 6.4137 | 61.9422 | 130.7372 | 187.0583 | 9.2247 | 249 |  | 338 | 179.6591 | 43.4457 | 97.8673 | 191.631 | 6.4137 | 69.253 | 140.3279 | 408.8637 | 9.2247 | 419 |  | 338 | 167.6942 | 51.1202 | 117.8475 | 207.1745 | 6.4137 | 68.0626 | 151.1537 | 113.9688 | 9.2247 | 606
| 339 | 152.2811 | 38.6748 | 113.6355 | 194.0559 | 6.4137 | 66.8563 | 124.3816 | 115.9692 | 9.2247 | 257 |  | 339 | 115.2968 | 39.1205 | 131.2038 | 207.3287 | 6.4137 | 61.901 | 130.3087 | 185.9238 | 9.2247 | 250 |  | 339 | 178.2603 | 43.1641 | 96.8549 | 191.2264 | 6.4137 | 69.2088 | 139.88 | 406.5484 | 9.2247 | 420 |  | 339 | 167.0003 | 50.7026 | 116.3911 | 206.7881 | 6.4137 | 68.0173 | 150.6729 | 113.4777 | 9.2247 | 606
| 340 | 151.6293 | 38.2529 | 112.3897 | 193.6685 | 6.4137 | 66.8081 | 123.9624 | 115.2748 | 9.2247 | 258 |  | 340 | 115.1339 | 38.5518 | 130.0035 | 206.8892 | 6.4137 | 61.8586 | 129.8657 | 184.7493 | 9.2247 | 250 |  | 340 | 176.7988 | 42.8367 | 95.951 | 190.8219 | 6.4137 | 69.1633 | 139.4166 | 404.1539 | 9.2247 | 420 |  | 340 | 166.1384 | 50.1719 | 115.2156 | 206.4017 | 6.4137 | 67.9702 | 150.1721 | 112.9646 | 9.2247 | 606
| 341 | 150.9003 | 37.5759 | 111.4764 | 193.281 | 6.4137 | 66.7581 | 123.5264 | 114.5477 | 9.2247 | 259 |  | 341 | 115.0887 | 37.9356 | 128.733 | 206.4496 | 6.4137 | 61.815 | 129.4079 | 183.5342 | 9.2247 | 251 |  | 341 | 175.2208 | 42.4651 | 95.1984 | 190.4268 | 6.4137 | 69.1164 | 138.9373 | 401.6789 | 9.2247 | 421 |  | 341 | 165.3502 | 49.2655 | 114.3422 | 206.0153 | 6.4137 | 67.9214 | 149.6511 | 112.429 | 9.2247 | 606
| 342 | 150.3969 | 37.032 | 110.2044 | 192.8935 | 6.4137 | 66.7063 | 123.0734 | 113.7872 | 9.2247 | 259 |  | 342 | 115.0809 | 37.2459 | 127.4987 | 206.0101 | 6.4137 | 61.7702 | 128.9352 | 182.278 | 9.2247 | 251 |  | 342 | 174.0142 | 42.0203 | 94.1263 | 190.0529 | 6.4137 | 69.0681 | 138.442 | 399.1224 | 9.2247 | 421 |  | 342 | 164.792 | 48.6172 | 112.9806 | 205.629 | 6.4137 | 67.8707 | 149.1095 | 111.8707 | 9.2247 | 606
| 343 | 150.084 | 36.1266 | 109.1033 | 192.506 | 6.4137 | 66.6526 | 122.603 | 112.9927 | 9.2247 | 260 |  | 343 | 115.0809 | 36.3263 | 126.4665 | 205.5905 | 6.4137 | 61.724 | 128.4473 | 180.9802 | 9.2247 | 252 |  | 343 | 173.0457 | 41.101 | 93.2908 | 189.679 | 6.4137 | 69.0183 | 137.9302 | 396.483 | 9.2247 | 421 |  | 343 | 164.4804 | 47.4391 | 111.9024 | 205.2426 | 6.4137 | 67.8183 | 148.547 | 111.2891 | 9.2247 | 606
| 344 | 149.8673 | 35.1266 | 108.0006 | 192.1186 | 6.4137 | 66.5971 | 122.115 | 112.1636 | 9.2247 | 260 |  | 344 | 115.0809 | 35.5288 | 125.3277 | 205.1555 | 6.4137 | 61.6766 | 127.9438 | 179.6401 | 9.2247 | 252 |  | 344 | 172.1905 | 40.2403 | 92.2832 | 189.305 | 6.4137 | 68.9671 | 137.4018 | 393.7596 | 9.2247 | 421 |  | 344 | 164.2999 | 46.1929 | 110.7611 | 204.8562 | 6.4137 | 67.7639 | 147.963 | 110.684 | 9.2247 | 606
| 345 | 149.6491 | 34.0269 | 106.9991 | 191.7311 | 6.4137 | 66.5396 | 121.609 | 111.2993 | 9.2247 | 261 |  | 345 | 115.0809 | 34.7777 | 124.1474 | 204.7154 | 6.4137 | 61.6279 | 127.4247 | 178.2572 | 9.2247 | 253 |  | 345 | 171.5118 | 39.0069 | 91.4719 | 188.9311 | 6.4137 | 68.9144 | 136.8565 | 390.9509 | 9.2247 | 422 |  | 345 | 164.114 | 44.7683 | 109.7993 | 204.4741 | 6.4137 | 67.7076 | 147.3573 | 110.0548 | 9.2247 | 606
| 346 | 149.3366 | 33.0915 | 105.9278 | 191.3436 | 6.4137 | 66.4801 | 121.0847 | 110.3991 | 9.2247 | 262 |  | 346 | 115.0809 | 34.1145 | 122.8789 | 204.2757 | 6.4137 | 61.5778 | 126.8895 | 176.8309 | 9.2247 | 253 |  | 346 | 170.8302 | 37.9984 | 90.4472 | 188.5485 | 6.4137 | 68.8602 | 136.2941 | 388.0556 | 9.2247 | 422 |  | 346 | 163.7455 | 43.5518 | 108.7877 | 204.1163 | 6.4137 | 67.6494 | 146.7296 | 109.4014 | 9.2247 | 606
| 347 | 148.7468 | 32.3201 | 104.9695 | 190.9562 | 6.4137 | 66.4186 | 120.5419 | 109.4625 | 9.2247 | 262 |  | 347 | 115.0809 | 33.3316 | 121.7186 | 203.8474 | 6.4137 | 61.5264 | 126.3382 | 175.3607 | 9.2247 | 253 |  | 347 | 170.0687 | 36.84 | 89.6667 | 188.1517 | 6.4137 | 68.8045 | 135.7142 | 385.0727 | 9.2247 | 422 |  | 347 | 163.237 | 42.5195 | 107.7305 | 203.76 | 6.4137 | 67.5892 | 146.0794 | 108.7232 | 9.2247 | 606
| 348 | 147.9956 | 31.7992 | 103.9213 | 190.5696 | 6.4137 | 66.3551 | 119.9802 | 108.4888 | 9.2247 | 263 |  | 348 | 115.0809 | 32.6618 | 120.4853 | 203.3792 | 6.4137 | 61.4736 | 125.7704 | 173.846 | 9.2247 | 254 |  | 348 | 169.3528 | 36.1445 | 88.3775 | 187.7548 | 6.4137 | 68.7472 | 135.1165 | 382.0007 | 9.2247 | 422 |  | 348 | 162.3473 | 41.8336 | 106.7081 | 203.4036 | 6.4137 | 67.527 | 145.4063 | 108.0199 | 9.2247 | 606
| 349 | 146.9747 | 31.1527 | 103.2656 | 190.186 | 6.4137 | 66.2895 | 119.3993 | 107.4773 | 9.2247 | 263 |  | 349 | 114.8843 | 31.9521 | 119.4658 | 202.9335 | 6.4137 | 61.4193 | 125.1859 | 172.2863 | 9.2247 | 254 |  | 349 | 168.2537 | 35.147 | 87.7736 | 187.358 | 6.4137 | 68.6884 | 134.501 | 378.8386 | 9.2247 | 422 |  | 349 | 161.3975 | 40.9351 | 105.9729 | 203.0326 | 6.4137 | 67.4627 | 144.71 | 107.291 | 9.2247 | 606
| 350 | 145.9805 | 30.6355 | 102.4694 | 189.7866 | 6.4137 | 66.2218 | 118.799 | 106.4276 | 9.2247 | 264 |  | 350 | 114.3308 | 31.2515 | 118.7881 | 202.494 | 6.4137 | 61.3637 | 124.5844 | 170.6809 | 9.2247 | 255 |  | 350 | 167.0153 | 34.3555 | 87.1031 | 186.9611 | 6.4137 | 68.6279 | 133.8671 | 375.585 | 9.2247 | 422 |  | 350 | 160.2146 | 40.262 | 105.2517 | 202.6554 | 6.4137 | 67.3964 | 143.9902 | 106.5363 | 9.2247 | 606
| 351 | 145.0303 | 30.1064 | 101.6439 | 189.3846 | 6.4137 | 66.1519 | 118.1789 | 105.3389 | 9.2247 | 264 |  | 351 | 113.4209 | 30.9093 | 118.1083 | 202.0545 | 6.4137 | 61.3066 | 123.9658 | 169.0294 | 9.2247 | 255 |  | 351 | 165.852 | 33.6031 | 86.3183 | 186.5643 | 6.4137 | 68.5658 | 133.2148 | 372.2388 | 9.2247 | 423 |  | 351 | 159.2891 | 39.5245 | 104.3376 | 202.2781 | 6.4137 | 67.328 | 143.2465 | 105.7553 | 9.2247 | 606
| 352 | 143.8133 | 29.5622 | 101.1003 | 188.9826 | 6.4137 | 66.0799 | 117.5387 | 104.2106 | 9.2247 | 264 |  | 352 | 112.4752 | 30.5216 | 117.5098 | 201.615 | 6.4137 | 61.2481 | 123.3296 | 167.3311 | 9.2247 | 255 |  | 352 | 164.558 | 33.0296 | 85.4854 | 186.1674 | 6.4137 | 68.5022 | 132.5437 | 368.7988 | 9.2247 | 423 |  | 352 | 157.9459 | 38.8335 | 103.7947 | 201.9009 | 6.4137 | 67.2574 | 142.4784 | 104.9476 | 9.2247 | 606
| 353 | 142.4984 | 29.0663 | 100.6063 | 188.5806 | 6.4137 | 66.0057 | 116.8782 | 103.0421 | 9.2247 | 265 |  | 353 | 111.7012 | 30.1714 | 116.702 | 201.1755 | 6.4137 | 61.1881 | 122.6759 | 165.5855 | 9.2247 | 256 |  | 353 | 163.2526 | 32.1803 | 84.9395 | 185.7706 | 6.4137 | 68.4372 | 131.8536 | 365.2636 | 9.2247 | 423 |  | 353 | 156.4909 | 38.2573 | 103.2487 | 201.5237 | 6.4137 | 67.1846 | 141.6857 | 104.1129 | 9.2247 | 606
| 354 | 141.191 | 28.8075 | 99.8533 | 188.193 | 6.4137 | 65.9292 | 116.1969 | 101.8328 | 9.2247 | 265 |  | 354 | 110.9146 | 29.952 | 115.7761 | 200.736 | 6.4137 | 61.1265 | 122.0041 | 163.792 | 9.2247 | 256 |  | 354 | 161.7544 | 31.5409 | 84.3766 | 185.3738 | 6.4137 | 68.3705 | 131.1441 | 361.6321 | 9.2247 | 423 |  | 354 | 155.0939 | 37.7969 | 102.529 | 201.1464 | 6.4137 | 67.1096 | 140.8679 | 103.2508 | 9.2247 | 606
| 355 | 139.8923 | 28.4813 | 99.1546 | 187.8097 | 6.4137 | 65.8505 | 115.4947 | 100.5823 | 9.2247 | 265 |  | 355 | 109.9923 | 29.7394 | 114.9792 | 200.2965 | 6.4137 | 61.0635 | 121.3142 | 161.9512 | 9.2247 | 256 |  | 355 | 160.06 | 31.1554 | 83.756 | 184.9769 | 6.4137 | 68.3021 | 130.4151 | 357.9032 | 9.2247 | 423 |  | 355 | 153.6824 | 37.3425 | 101.8177 | 200.7692 | 6.4137 | 67.0324 | 140.0247 | 102.3609 | 9.2247 | 606
| 356 | 138.5583 | 28.2875 | 98.359 | 187.4264 | 6.4137 | 65.7694 | 114.7712 | 99.2923 | 9.2247 | 266 |  | 356 | 108.8758 | 29.493 | 114.4102 | 199.857 | 6.4137 | 60.999 | 120.6059 | 160.0636 | 9.2247 | 256 |  | 356 | 158.2877 | 30.8844 | 83.1119 | 184.5669 | 6.4137 | 68.2319 | 129.6663 | 354.0758 | 9.2247 | 423 |  | 356 | 152.1944 | 37.133 | 100.9387 | 200.3913 | 6.4137 | 66.9529 | 139.1558 | 101.4429 | 9.2247 | 606
| 357 | 136.9314 | 28.0917 | 97.8862 | 187.0149 | 6.4137 | 65.686 | 114.0261 | 97.9638 | 9.2247 | 266 |  | 357 | 107.6058 | 29.2798 | 113.9735 | 199.4054 | 6.4137 | 60.9334 | 119.8789 | 158.1267 | 9.2247 | 257 |  | 357 | 156.6278 | 30.6489 | 82.3516 | 184.1253 | 6.4137 | 68.16 | 128.8973 | 350.1496 | 9.2247 | 423 |  | 357 | 150.4533 | 36.8817 | 100.3973 | 199.9707 | 6.4137 | 66.8712 | 138.2607 | 100.4964 | 9.2247 | 606
| 358 | 135.4166 | 27.9079 | 97.2999 | 186.5931 | 6.4137 | 65.6002 | 113.2591 | 96.5926 | 9.2247 | 266 |  | 358 | 106.736 | 29.0405 | 113.1946 | 198.922 | 6.4137 | 60.8663 | 119.133 | 156.1399 | 9.2247 | 257 |  | 358 | 154.7127 | 30.3558 | 81.9042 | 183.6836 | 6.4137 | 68.0863 | 128.108 | 346.1229 | 9.2247 | 423 |  | 358 | 148.7658 | 36.6049 | 99.8278 | 199.5502 | 6.4137 | 66.7875 | 137.3391 | 99.5209 | 9.2247 | 606
| 359 | 133.9479 | 27.707 | 96.6843 | 186.1713 | 6.4137 | 65.5121 | 112.4699 | 95.1778 | 9.2247 | 267 |  | 359 | 105.7914 | 28.8084 | 112.4833 | 198.4387 | 6.4137 | 60.7975 | 118.3679 | 154.1027 | 9.2247 | 257 |  | 359 | 152.8497 | 30.0302 | 81.4371 | 183.242 | 6.4137 | 68.0107 | 127.298 | 341.994 | 9.2247 | 423 |  | 359 | 147.0672 | 36.3264 | 99.271 | 199.1296 | 6.4137 | 66.7014 | 136.3906 | 98.5173 | 9.2247 | 606
| 360 | 132.8052 | 27.3449 | 95.9042 | 185.7495 | 6.4137 | 65.4217 | 111.6582 | 93.719 | 9.2247 | 267 |  | 360 | 104.5882 | 28.5777 | 112.0291 | 197.9553 | 6.4137 | 60.7272 | 117.5834 | 152.0145 | 9.2247 | 257 |  | 360 | 151.354 | 29.6956 | 80.6116 | 182.8003 | 6.4137 | 67.9334 | 126.4671 | 337.7615 | 9.2247 | 423 |  | 360 | 145.827 | 35.8727 | 98.4312 | 198.7091 | 6.4137 | 66.613 | 135.4149 | 97.4846 | 9.2247 | 606
| 361 | 131.2067 | 27.0912 | 95.4714 | 185.3277 | 6.4137 | 65.3289 | 110.8236 | 92.2155 | 9.2247 | 267 |  | 361 | 103.4927 | 28.3495 | 111.4647 | 197.4719 | 6.4137 | 60.6552 | 116.7792 | 149.8755 | 9.2247 | 257 |  | 361 | 149.4511 | 29.3759 | 80.1786 | 182.3587 | 6.4137 | 67.8541 | 125.6151 | 333.4247 | 9.2247 | 423 |  | 361 | 144.1054 | 35.5016 | 97.9899 | 198.2885 | 6.4137 | 66.5221 | 134.4115 | 96.4219 | 9.2247 | 606
| 362 | 129.7319 | 26.7903 | 94.962 | 184.9058 | 6.4137 | 65.2335 | 109.966 | 90.6666 | 9.2247 | 267 |  | 362 | 102.3894 | 28.0734 | 110.9562 | 196.9885 | 6.4137 | 60.5816 | 115.9552 | 147.6851 | 9.2247 | 257 |  | 362 | 147.608 | 29.0384 | 79.7036 | 181.917 | 6.4137 | 67.773 | 124.7416 | 328.9819 | 9.2247 | 423 |  | 362 | 142.5435 | 35.0897 | 97.4299 | 197.868 | 6.4137 | 66.4288 | 133.3802 | 95.3288 | 9.2247 | 606
| 363 | 128.1399 | 26.5184 | 94.5409 | 184.484 | 6.4137 | 65.1356 | 109.085 | 89.0718 | 9.2247 | 268 |  | 363 | 101.3588 | 27.7678 | 110.4044 | 196.5051 | 6.4137 | 60.5064 | 115.111 | 145.4421 | 9.2247 | 257 |  | 363 | 145.4966 | 28.7631 | 79.4345 | 181.4754 | 6.4137 | 67.69 | 123.8464 | 324.4321 | 9.2247 | 423 |  | 363 | 140.7218 | 34.7718 | 97.0357 | 197.4474 | 6.4137 | 66.333 | 132.3205 | 94.2049 | 9.2247 | 606
| 364 | 126.4504 | 26.281 | 94.1828 | 184.0622 | 6.4137 | 65.0352 | 108.1802 | 87.4305 | 9.2247 | 268 |  | 364 | 100.232 | 27.4898 | 109.9212 | 196.0217 | 6.4137 | 60.4295 | 114.2464 | 143.1459 | 9.2247 | 258 |  | 364 | 143.3329 | 28.5326 | 79.1729 | 181.0337 | 6.4137 | 67.605 | 122.9293 | 319.7738 | 9.2247 | 423 |  | 364 | 138.8101 | 34.4732 | 96.7121 | 197.0269 | 6.4137 | 66.2347 | 131.2321 | 93.0499 | 9.2247 | 606
| 365 | 124.8755 | 25.9971 | 93.7565 | 183.6404 | 6.4137 | 64.9322 | 107.2515 | 85.742 | 9.2247 | 268 |  | 365 | 99.1782 | 27.1752 | 109.4015 | 195.5383 | 6.4137 | 60.3508 | 113.3612 | 140.796 | 9.2247 | 258 |  | 365 | 141.4774 | 28.1517 | 78.7537 | 180.5921 | 6.4137 | 67.518 | 121.9899 | 315.0059 | 9.2247 | 423 |  | 365 | 137.1139 | 34.0998 | 96.2479 | 196.6063 | 6.4137 | 66.1338 | 130.1146 | 91.8633 | 9.2247 | 606

## Figure A5.2 (A - H)
Contents
A5.2A - Peak Bacton scenarios (mcm/d)
Source: National Grid
[16 empty] | Range of Scenarios | 0 | 3.8795 | 0 | 0 | 0 | 0 | 0 | 0 | 0 | 0 | 0 | 0 | 0 | 0 | 0 | 0
[17 empty] | 0 | 149.5489 | 0 | 0 | 0 | 0 | 0 | 0 | 0 | 0 | 0 | 0 | 0 | 0 | 0 | 0
|  | Location | 00/01 | 01/02 | 02/03 | 03/04 | 04/05 | 05/06 | 06/07 | 07/08 | 08/09 | 09/10 | 10/11 | 11/12 | 12/13 | 13/14 | 14/15 | 15/16*
|  | Bacton Sold Capacity | 104.176 | 85.7281 | 88.095 | 46.6082 | 57.9771 | 63.2996 | 88.2735 | 108.8333 | 107.9795 | 105.0003 | 91.5738 | 82.296 | 101.3778 | 100.9091 | 82.3308 | 137.7
|  | Bacton Actual | 98.3 | 106.9 | 108 | 109.2 | 110 | 120.8 | 115.5 | 117.5 | 113.4 | 122.6 | 125.4 | 82 | 139 | 94.795 | 73.345 | 67.8
|  | Bacton Obligated Release | 135.6364 | 139.1636 | 142.6818 | 150.4545 | 158.6364 | 158.6364 | 163 | 162.1273 | 162.1273 | 162.1273 | 162.1 | 162.1273 | 162.1273 | 162.1273 | 162.1273 | 162.1273
|  | Bacton scenario minimum | 15/16*: 149.5489
|  | Bacton scenario maximum | 15/16*: 153.4284
*Bacton ASEP was split into seperate Bacton UKCS and Bacton IP ASEPs (effective from 1st November 2015) for capacity booking purposes as a result of regulatory EU changes. This table shows the aggregate position upto 1st November 2015.
Contents
A5.2B - Peak Barrow scenarios (mcm/d)
Source: National Grid
|  |  | 13/14: Range of Scenarios; 14/15: 0; 15/16*: 1.0445 | 1.8748 | 1.8921 | 2.1321 | 2.3302 | 2.4141 | 2.3787 | 1.908 | 1.5701 | 1.1962 | 1.165 | 1.065 | 0.97113 | 0.93859 | 0.82343
|  |  | 14/15: 0; 15/16*: 7.4301 | 6.6595 | 6.242 | 5.0035 | 4.0229 | 3.7505 | 2.9174 | 1.8004 | 1.3109 | 0.85624 | 0.76248 | 0.66232 | 0.5789 | 0.53833 | 0.45417
|  |  | 00/01 | 01/02 | 02/03 | 03/04 | 04/05 | 05/06 | 06/07 | 07/08 | 08/09 | 09/10 | 10/11 | 11/12 | 12/13 | 13/14 | 14/15 | 15/16 | 16/17 | 17/18 | 18/19 | 19/20 | 20/21 | 21/22 | 22/23 | 23/24 | 24/25 | 25/26 | 26/27 | 27/28 | 28/29 | 29/30
|  | Barrow Sold Capacity | 51.2355 | 48.9523 | 66.4545 | 39.4379 | 33.5 | 31.8273 | 25.4091 | 28.1 | 28.1 | 16.9182 | 14.2909 | 21.1404 | 19.5599 | 17.4366 | 28.1 | 27.2 | 14 | 13.5 | 12.7 | 7.9 | 26.7548 | 26.3872 | 25.4308 | 25.4266 | 25.29 | 25.29 | 0 | 0 | 0 | 0
|  | Barrow Actual | 00/01: 55.3; 01/02: 55.7; 02/03: 50.2; 03/04: 45.4; 04/05: 35.4; 05/06: 29.8; 06/07: 25.2; 07/08: 20.4; 08/09: 17.6; 09/10: 17.6; 10/11: 14.3; 11/12: 11.5; 12/13: 10.5; 13/14: 8.1444; 14/15: 8.145; 15/16: 7
|  | Barrow Obligated Release | 85.4091 | 85.4091 | 85.4091 | 64.6364 | 64.6364 | 64.6364 | 28.1 | 28.1 | 28.1 | 28.1 | 28.1 | 28.1 | 28.1 | 28.1 | 30.91 | 30.91 | 30.91 | 30.91 | 30.91 | 30.91 | 30.91 | 30.91 | 30.91 | 30.91 | 30.91 | 30.91 | 30.91 | 30.91 | 30.91 | 30.91
|  | Barrow scenario minimum | 15/16: 7.4301; 16/17: 6.6595; 17/18: 6.242; 18/19: 5.0035; 19/20: 4.0229; 20/21: 3.7505; 21/22: 2.9174; 22/23: 1.8004; 23/24: 1.3109; 24/25: 0.85624; 25/26: 0.76248; 26/27: 0.66232; 27/28: 0.5789; 28/29: 0.53833; 29/30: 0.45417
|  | Barrow scenario maximum | 15/16: 8.4746; 16/17: 8.5343; 17/18: 8.1341; 18/19: 7.1357; 19/20: 6.3531; 20/21: 6.1646; 21/22: 5.2962; 22/23: 3.7084; 23/24: 2.881; 24/25: 2.0524; 25/26: 1.9274; 26/27: 1.7273; 27/28: 1.55; 28/29: 1.4769; 29/30: 1.2776
A5.2C - Peak Easington scenarios (mcm/d)
Source: National Grid
[16 empty] | Range of Scenarios | 0 | 0.76874 | 1.5132 | 1.209 | 1.3332 | 1.3192 | 1.1038 | 0.83401 | 0.65744 | 0.63728 | 0.67202 | 0.67471 | 0.68241 | 0.70116 | 0.7017 | 0.76619
[17 empty] | 0 | 119.5594 | 119.4658 | 118.0793 | 117.2195 | 116.3684 | 115.8058 | 115.1138 | 114.7113 | 114.623 | 114.5719 | 114.5325 | 114.5153 | 114.5089 | 114.4934 | 114.5135
|  |  | 00/01 | 01/02 | 02/03 | 03/04 | 04/05 | 05/06 | 06/07 | 07/08 | 08/09 | 09/10 | 10/11 | 11/12 | 12/13 | 13/14 | 14/15 | 15/16 | 16/17 | 17/18 | 18/19 | 19/20 | 20/21 | 21/22 | 22/23 | 23/24 | 24/25 | 25/26 | 26/27 | 27/28 | 28/29 | 29/30
|  | Easington Sold Capacity | 56.7838 | 60.5334 | 66.5042 | 50.4746 | 25.1068 | 14.3973 | 88.4183 | 104.3079 | 96.5455 | 126.7765 | 127.3424 | 127.4299 | 124.1668 | 120.1018 | 118.2682 | 152.5 | 118.3 | 118.3 | 118.3 | 118.3 | 118.2682 | 114.8839 | 115.3521 | 92.1063 | 79.5673 | 69.0605 | 57.77 | 43.82 | 0 | 0
|  | Easington Actual | 00/01: 66.1; 01/02: 64.1; 02/03: 64.4; 03/04: 64.5; 04/05: 63.6; 05/06: 61.7; 06/07: 104.3; 07/08: 109.8; 08/09: 120.1; 09/10: 122; 10/11: 120.6; 11/12: 121.8; 12/13: 125.1; 13/14: 123.5454; 14/15: 125.102; 15/16: 120.6
|  | Easington Obligated Release | 86.5273 | 86.5273 | 86.5273 | 93.3636 | 96.5455 | 96.5455 | 96.5455 | 104.3091 | 96.5455 | 127.9273 | 127.9 | 127.9227 | 127.9227 | 127.9227 | 127.9227 | 127.9227 | 127.9227 | 127.9227 | 127.9227 | 127.9227 | 127.9227 | 127.9227 | 127.9227 | 127.9227 | 127.9227 | 127.9227 | 127.9227 | 127.9227 | 127.9227 | 127.9227
|  | Easington scenario minimum | 15/16: 119.5594; 16/17: 119.4658; 17/18: 118.0793; 18/19: 117.2195; 19/20: 116.3684; 20/21: 115.8058; 21/22: 115.1138; 22/23: 114.7113; 23/24: 114.623; 24/25: 114.5719; 25/26: 114.5325; 26/27: 114.5153; 27/28: 114.5089; 28/29: 114.4934; 29/30: 114.5135
|  | Easington scenario maximum | 15/16: 120.3281; 16/17: 120.979; 17/18: 119.2882; 18/19: 118.5527; 19/20: 117.6876; 20/21: 116.9096; 21/22: 115.9478; 22/23: 115.3687; 23/24: 115.2603; 24/25: 115.244; 25/26: 115.2072; 26/27: 115.1977; 27/28: 115.21; 28/29: 115.1951; 29/30: 115.2797
A5.2D - Peak St. Fergus scenarios (mcm/d)
Source: National Grid
[16 empty] | Range of Scenarios | 0 | 5.0818 | 9.5112 | 9.6574 | 10.8828 | 11.6545 | 12.3902 | 13.4205 | 13.497 | 12.6115 | 13.0638 | 12.8141 | 12.9603 | 12.1143 | 12.3108 | 11.4594
[17 empty] | 0 | 97.1498 | 94.7844 | 92.8593 | 86.5391 | 81.1209 | 80.2497 | 77.4597 | 73.7355 | 71.5296 | 70.3512 | 69.387 | 69.06 | 68.2215 | 68.0608 | 67.3206
|  |  | 00/01 | 01/02 | 02/03 | 03/04 | 04/05 | 05/06 | 06/07 | 07/08 | 08/09 | 09/10 | 10/11 | 11/12 | 12/13 | 13/14 | 14/15 | 15/16 | 16/17 | 17/18 | 18/19 | 19/20 | 20/21 | 21/22 | 22/23 | 23/24 | 24/25 | 25/26 | 26/27 | 27/28 | 28/29 | 29/30
|  | St Fergus Sold Capacity | 121.4111 | 136.7657 | 138.1818 | 140.8182 | 160.7995 | 140.3264 | 126.6569 | 137.9483 | 130.7254 | 96.3077 | 97.2559 | 80.6755 | 63.764 | 51.746 | 44.4264 | 151.9 | 40.965 | 41.1821 | 20.3863 | 11.2062 | 8.9748 | 4.167 | 3.1648 | 2.6729 | 0.63317 | 0.34171 | 0.25 | 0 | 0 | 0
|  | St Fergus Actual | 00/01: 123.4; 01/02: 133.1; 02/03: 140; 03/04: 139.4; 04/05: 145.2; 05/06: 131.1; 06/07: 125.3; 07/08: 124.7; 08/09: 120.6; 09/10: 100.7; 10/11: 91.1; 11/12: 80; 12/13: 90; 13/14: 83.1342; 14/15: 87.11; 15/16: 80.6
|  | St Fergus Obligated Release | 174.7273 | 174.7273 | 138.1818 | 148 | 149.8182 | 152.4545 | 151.8818 | 151.8818 | 151.8818 | 151.8818 | 151.9 | 151.8818 | 151.8818 | 151.8818 | 151.8818 | 151.8818 | 151.8818 | 151.8818 | 151.8818 | 151.8818 | 151.8818 | 151.8818 | 151.8818 | 151.8818 | 151.8818 | 151.8818 | 151.8818 | 151.8818 | 151.8818 | 151.8818
|  | St Fergus scenario minimum | 15/16: 97.1498; 16/17: 94.7844; 17/18: 92.8593; 18/19: 86.5391; 19/20: 81.1209; 20/21: 80.2497; 21/22: 77.4597; 22/23: 73.7355; 23/24: 71.5296; 24/25: 70.3512; 25/26: 69.387; 26/27: 69.06; 27/28: 68.2215; 28/29: 68.0608; 29/30: 67.3206
|  | St Fergus scenario maximum | 15/16: 102.2317; 16/17: 104.2957; 17/18: 102.5167; 18/19: 97.4219; 19/20: 92.7754; 20/21: 92.6399; 21/22: 90.8802; 22/23: 87.2324; 23/24: 84.141; 24/25: 83.415; 25/26: 82.2011; 26/27: 82.0203; 27/28: 80.3358; 28/29: 80.3716; 29/30: 78.7801
A5.2E - Peak Teesside scenarios (mcm/d)
Source: National Grid
[16 empty] | Range of Scenarios | 0 | 2.9672 | 5.5167 | 5.653 | 8.8409 | 13.8194 | 16.3736 | 19.9951 | 23.4528 | 23.3051 | 24.0997 | 21.0106 | 17.871 | 16.2823 | 13.8875 | 11.2476
[17 empty] | 0 | 21.1071 | 19.5957 | 18.6488 | 20.7473 | 23.8585 | 25.4383 | 24.5231 | 22.1296 | 19.4579 | 17.2508 | 13.7517 | 11.1139 | 9.7061 | 7.9651 | 6.2038
|  |  | 00/01 | 01/02 | 02/03 | 03/04 | 04/05 | 05/06 | 06/07 | 07/08 | 08/09 | 09/10 | 10/11 | 11/12 | 12/13 | 13/14 | 14/15 | 15/16 | 16/17 | 17/18 | 18/19 | 19/20 | 20/21 | 21/22 | 22/23 | 23/24 | 24/25 | 25/26 | 26/27 | 27/28 | 28/29 | 29/30
|  | Teesside Sold Capacity | 34.8785 | 43.5777 | 74.4545 | 41.3328 | 22.9644 | 19.2234 | 13.1744 | 37.2379 | 33.5132 | 26.7116 | 25.6964 | 24.1766 | 27.8151 | 25.411 | 31.5164 | 41.4 | 18.3111 | 13.7406 | 11.2765 | 8.4 | 7.3 | 4 | 2.9 | 0.25 | 0.094091 | 0.065577 | 0 | 0 | 0 | 0
|  | Teesside Actual | 00/01: 40.1; 01/02: 40.5; 02/03: 44.3; 03/04: 40.4; 04/05: 37.2; 05/06: 33.8; 06/07: 35.4; 07/08: 26.3; 08/09: 33.9; 09/10: 28.7; 10/11: 32.2; 11/12: 20; 12/13: 17.4; 13/14: 24.4508; 14/15: 24.451; 15/16: 25.4
|  | Teesside Obligated Release | 82.0636 | 82.0636 | 90.4182 | 68.2727 | 69.1818 | 69.1818 | 69.1818 | 37.2364 | 43.2727 | 43.2727 | 43.3 | 43.2727 | 43.2727 | 43.2727 | 43.2727 | 40.4627 | 40.4627 | 40.4627 | 40.4627 | 40.4627 | 40.4627 | 40.4627 | 40.4627 | 40.4627 | 40.4627 | 40.4627 | 40.4627 | 40.4627 | 40.4627 | 40.4627
|  | Teesside scenario minimum | 15/16: 21.1071; 16/17: 19.5957; 17/18: 18.6488; 18/19: 20.7473; 19/20: 23.8585; 20/21: 25.4383; 21/22: 24.5231; 22/23: 22.1296; 23/24: 19.4579; 24/25: 17.2508; 25/26: 13.7517; 26/27: 11.1139; 27/28: 9.7061; 28/29: 7.9651; 29/30: 6.2038
|  | Teesside scenario maximum | 15/16: 24.0743; 16/17: 25.1124; 17/18: 24.3018; 18/19: 29.5882; 19/20: 37.6779; 20/21: 41.8119; 21/22: 44.5182; 22/23: 45.5824; 23/24: 42.763; 24/25: 41.3505; 25/26: 34.7623; 26/27: 28.9849; 27/28: 25.9884; 28/29: 21.8526; 29/30: 17.4514
A5.2F - Peak Theddlethorpe scenarios (mcm/d)
Source: National Grid
[16 empty] | Range of Scenarios | 0 | 0.79878 | 1.1567 | 1.0116 | 1.345 | 1.2111 | 1.1936 | 1.4993 | 1.6412 | 1.6489 | 1.6421 | 1.5088 | 1.3727 | 1.3194 | 1.2485 | 1.2961
[17 empty] | 0 | 5.6822 | 4.1086 | 3.3372 | 3.1564 | 2.0909 | 1.8543 | 1.8389 | 1.5486 | 1.3767 | 1.1754 | 0.98753 | 0.8537 | 0.78652 | 0.71605 | 0.71486
|  |  | 00/01 | 01/02 | 02/03 | 03/04 | 04/05 | 05/06 | 06/07 | 07/08 | 08/09 | 09/10 | 10/11 | 11/12 | 12/13 | 13/14 | 14/15 | 15/16 | 16/17 | 17/18 | 18/19 | 19/20 | 20/21 | 21/22 | 22/23 | 23/24 | 24/25 | 25/26 | 26/27 | 27/28 | 28/29 | 29/30
|  | Theddlethorpe Sold Capacity | 30.5216 | 26.5471 | 21.9496 | 18.1944 | 15.5512 | 18.2445 | 14.103 | 47.068 | 50.4676 | 12.8339 | 10.0504 | 7.2251 | 5.0734 | 5.4052 | 3.8779 | 1.6631 | 1.2058 | 0.6117 | 0 | 0 | 0 | 0 | 0 | 0 | 0 | 0 | 0 | 0 | 0 | 0
|  | Theddlethorpe Actual | 00/01: 39; 01/02: 30.4; 02/03: 32.6; 03/04: 29.9; 04/05: 24.5; 05/06: 30.1; 06/07: 28.2; 07/08: 27.9; 08/09: 20.7; 09/10: 18.6; 10/11: 15.7; 11/12: 12.6; 12/13: 12.9; 13/14: 13.4065; 14/15: 12.384; 15/16: 10.9
|  | Theddlethorpe Obligated Release | 85.6909 | 85.6909 | 89.1818 | 71.9091 | 77.0909 | 55.5182 | 55.5182 | 55.5182 | 55.5182 | 55.5182 | 55.5 | 55.5182 | 55.5182 | 55.5182 | 55.5182 | 55.5182 | 55.5182 | 55.5182 | 55.5182 | 55.5182 | 55.5182 | 55.5182 | 55.5182 | 55.5182 | 55.5182 | 55.5182 | 55.5182 | 55.5182 | 55.5182 | 55.5182
|  | Theddlethorpe scenario minimum | 15/16: 5.6822; 16/17: 4.1086; 17/18: 3.3372; 18/19: 3.1564; 19/20: 2.0909; 20/21: 1.8543; 21/22: 1.8389; 22/23: 1.5486; 23/24: 1.3767; 24/25: 1.1754; 25/26: 0.98753; 26/27: 0.8537; 27/28: 0.78652; 28/29: 0.71605; 29/30: 0.71486
|  | Theddlethorpe scenario maximum | 15/16: 6.481; 16/17: 5.2653; 17/18: 4.3488; 18/19: 4.5014; 19/20: 3.3019; 20/21: 3.0479; 21/22: 3.3382; 22/23: 3.1897; 23/24: 3.0256; 24/25: 2.8175; 25/26: 2.4963; 26/27: 2.2264; 27/28: 2.1059; 28/29: 1.9645; 29/30: 2.0109
A5.2G - Peak Grain LNG scenarios (mcm/d)
Source: National Grid
[16 empty] | Range of Scenarios | 0 | 0 | 0 | 0 | 0 | 0 | 0 | 0 | 0 | 0 | 0 | 0 | 0 | 0 | 0 | 0
[17 empty] | 0 | 59.0909 | 59.0909 | 59.0909 | 59.0909 | 59.0909 | 59.0909 | 59.0909 | 59.0909 | 59.0909 | 59.0909 | 59.0909 | 59.0909 | 59.0909 | 59.0909 | 59.0909
|  |  | 00/01 | 01/02 | 02/03 | 03/04 | 04/05 | 05/06 | 06/07 | 07/08 | 08/09 | 09/10 | 10/11 | 11/12 | 12/13 | 13/14 | 14/15 | 15/16 | 16/17 | 17/18 | 18/19 | 19/20 | 20/21 | 21/22 | 22/23 | 23/24 | 24/25 | 25/26 | 26/27 | 27/28 | 28/29 | 29/30
|  | Isle of Grain Sold Capacity | 0 | 0 | 0 | 0 | 0 | 0 | 0 | 3.8489 | 38.0691 | 44.0273 | 60.5273 | 60.5273 | 60.5273 | 59.6436 | 59.6436 | 71.4 | 60.3909 | 60.3909 | 60.3909 | 60.3909 | 60.3909 | 60.3909 | 60.3909 | 60.3909 | 47.5 | 47.5 | 38.42 | 38.42 | 38.4 | 31.82
|  | Isle of Grain Import Capacity | [11 empty] | 59.0909 | 59.0909 | 59.0909 | 59.0909 | 59.0909 | 59.0909 | 59.0909 | 59.0909 | 59.0909 | 59.0909 | 59.0909 | 59.0909 | 59.0909 | 59.0909 | 59.0909 | 59.0909 | 59.0909 | 59.0909 | 59.0909
|  | Isle of Grain Actual | 04/05: 7; 05/06: 17.2; 06/07: 17; 07/08: 15.6; 08/09: 30.9; 09/10: 31.5; 10/11: 52.9; 11/12: 54.9; 12/13: 33.1; 13/14: 14.581; 14/15: 21.987; 15/16: 7.5
|  | Isle of Grain Obligated Release | 47.9 | 47.9 | 32.7091 | 19.8182 | 19.8182 | 19.8182 | 19.8182 | 15.9091 | 41.2182 | 41.2182 | 60.9 | 63.6073 | 63.6073 | 63.6073 | 63.6073 | 63.6073 | 63.6073 | 63.6073 | 63.6073 | 63.6073 | 63.6073 | 63.6073 | 63.6073 | 63.6073 | 63.6073 | 63.6073 | 63.6073 | 63.6073 | 63.6073 | 63.6073
|  | Isle of Grain scenario minimum | 15/16: 59.0909; 16/17: 59.0909; 17/18: 59.0909; 18/19: 59.0909; 19/20: 59.0909; 20/21: 59.0909; 21/22: 59.0909; 22/23: 59.0909; 23/24: 59.0909; 24/25: 59.0909; 25/26: 59.0909; 26/27: 59.0909; 27/28: 59.0909; 28/29: 59.0909; 29/30: 59.0909
|  | Isle of Grain scenario maximum | 15/16: 59.0909; 16/17: 59.0909; 17/18: 59.0909; 18/19: 59.0909; 19/20: 59.0909; 20/21: 59.0909; 21/22: 59.0909; 22/23: 59.0909; 23/24: 59.0909; 24/25: 59.0909; 25/26: 59.0909; 26/27: 59.0909; 27/28: 59.0909; 28/29: 59.0909; 29/30: 59.0909
A5.2H - Peak Milford haven scenarios (mcm/d)
Source: National Grid
[16 empty] | Range of Scenarios | 0 | 0 | 0 | 0 | 0 | 0 | 0 | 0 | 0 | 0 | 0 | 0 | 0 | 0 | 0 | 0
[17 empty] | 0 | 86.1891 | 86.1891 | 86.1891 | 86.1891 | 86.1891 | 86.1891 | 86.1891 | 86.1891 | 86.1891 | 86.1891 | 86.1891 | 86.1891 | 86.1891 | 86.1891 | 86.1891
|  |  | 00/01 | 01/02 | 02/03 | 03/04 | 04/05 | 05/06 | 06/07 | 07/08 | 08/09 | 09/10 | 10/11 | 11/12 | 12/13 | 13/14 | 14/15 | 15/16 | 16/17 | 17/18 | 18/19 | 19/20 | 20/21 | 21/22 | 22/23 | 23/24 | 24/25 | 25/26 | 26/27 | 27/28 | 28/29 | 29/30
|  | Miford Haven Sold Capacity | 0 | 0 | 0 | 0 | 0 | 0 | 0 | 0 | 86.3636 | 86.3636 | 86.3636 | 86.3636 | 86.3636 | 86.3636 | 86.3636 | 86.3636 | 86.3636 | 86.3636 | 86.3636 | 86.3636 | 86.3636 | 72.7273 | 72.7273 | 72.7273 | 72.7273 | 72.7273 | 72.73 | 72.73 | 72.73 | 59.09
|  | Milford Haven Forecast | 10/11: 68.1818
|  | Milford Haven Actual | 08/09: 43.6; 09/10: 63.4; 10/11: 74.5; 11/12: 59.1; 12/13: 52.7; 13/14: 55.844; 14/15: 55.845; 15/16: 59.1
|  | Miford Haven Obligated Release | 0 | 0 | 0 | 0 | 0 | 0 | 0 | 59.0909 | 86.3636 | 86.3636 | 86.4 | 86.3636 | 86.3636 | 86.3636 | 86.3636 | 86.3636 | 86.3636 | 86.3636 | 86.3636 | 86.3636 | 86.3636 | 86.3636 | 86.3636 | 86.3636 | 86.3636 | 86.3636 | 86.3636 | 86.3636 | 86.3636 | 86.3636
|  | Milford scenario minimum | 15/16: 86.1891; 16/17: 86.1891; 17/18: 86.1891; 18/19: 86.1891; 19/20: 86.1891; 20/21: 86.1891; 21/22: 86.1891; 22/23: 86.1891; 23/24: 86.1891; 24/25: 86.1891; 25/26: 86.1891; 26/27: 86.1891; 27/28: 86.1891; 28/29: 86.1891; 29/30: 86.1891
|  | Milford scenario maximum | 15/16: 86.1891; 16/17: 86.1891; 17/18: 86.1891; 18/19: 86.1891; 19/20: 86.1891; 20/21: 86.1891; 21/22: 86.1891; 22/23: 86.1891; 23/24: 86.1891; 24/25: 86.1891; 25/26: 86.1891; 26/27: 86.1891; 27/28: 86.1891; 28/29: 86.1891; 29/30: 86.1891

## Figure A5.2I
Figure 5.2I Annual Supply by terminal. Gone Green High continent/Low LNG case
|  | 2015/16 | 2016/17 | 2017/18 | 2018/19 | 2019/20 | 2020/21 | 2021/22 | 2022/23 | 2023/24 | 2024/25 | 2025/26 | 2026/27 | 2027/28 | 2028/29 | 2029/30 | 2030/31 | 2031/32 | 2032/33 | 2033/34 | 2034/35 | 2035/36 | 2036/37 | 2037/38 | 2038/39 | 2039/40
| Bacton | 152.2119 | 175.6623 | 197.6229 | 203.8875 | 213.3881 | 199.6563 | 173.169 | 156.5791 | 162.8586 | 173.183 | 161.1933 | 161.9789 | 162.2822 | 152.3724 | 136.4907 | 143.7623 | 147.6267 | 147.717 | 171.9552 | 190.794 | 215.1535 | 238.6028 | 262.4752 | 291.1537 | 306.223
| Barrow | 20.7542 | 23.6252 | 26.804 | 26.1493 | 24.4903 | 22.3603 | 19.9907 | 16.1624 | 12.4644 | 8.2746 | 6.2782 | 5.4187 | 4.2105 | 0 | 0 | 0.12024 | 0.038728 | 0 | 0 | 0 | 0 | 0 | 0 | 0 | 0
| Easington | 224.4779 | 188.0085 | 196.3241 | 195.312 | 189.919 | 183.1004 | 188.7678 | 194.1836 | 185.3935 | 179.7908 | 181.9052 | 176.43 | 169.0583 | 164.635 | 163.901 | 162.2312 | 163.1206 | 163.8553 | 158.5719 | 153.4349 | 146.983 | 143.9996 | 143.8105 | 138.5662 | 134.3322
| St Fergus | 277.7993 | 250.785 | 252.8013 | 240.3433 | 225.7441 | 213.7947 | 207.4122 | 201.2635 | 199.0405 | 185.4378 | 185.3927 | 184.708 | 172.2422 | 168.8473 | 170.8365 | 164.2289 | 163.7231 | 164.6746 | 153.0947 | 142.8137 | 133.141 | 127.2891 | 123.9148 | 117.0494 | 111.2851
| Teesside | 65.2754 | 68.0734 | 68.7375 | 62.4263 | 55.4464 | 47.6982 | 53.8188 | 70.5968 | 74.8969 | 72.0185 | 64.1305 | 49.7988 | 51.4063 | 54.6198 | 62.5983 | 58.2572 | 49.8236 | 46.9257 | 41.9362 | 39.6629 | 35.8799 | 30.1945 | 24.955 | 20.5118 | 16.7693
| Theddlethorpe | 24.4301 | 17.3086 | 13.9908 | 7.8965 | 5.4012 | 5.2896 | 0 | 0 | 0 | 0 | 0 | 0 | 0 | 0 | 0 | 0 | 0 | 0 | 0 | 0 | 0 | 0 | 0 | 0 | 0
| Onshore | 1.1991 | 2.3981 | 3.9215 | 5.274 | 6.5825 | 7.8327 | 9.5042 | 11.7403 | 13.4858 | 15.6642 | 18.5975 | 22.169 | 26.1061 | 30.6281 | 34.3654 | 36.9811 | 39.6937 | 41.2356 | 42.0442 | 43.3349 | 45.0305 | 45.8337 | 46.6529 | 46.5524 | 46.722
| Burton Point | 6.6571 | 5.4678 | 4.59 | 3.6895 | 3.0859 | 2.6677 | 2.1075 | 1.6035 | 0 | 0 | 0 | 0 | 0 | 0 | 0 | 0 | 0 | 0 | 0 | 0 | 0 | 0 | 0 | 0 | 0
| Isle of Grain | 1.5095 | 1.3814 | 0.62192 | 0.48516 | 0.3606 | 0.30752 | 0.31361 | 0.33105 | 0.33006 | 0.33051 | 0.32389 | 0.32679 | 0.32076 | 0.32392 | 0.33096 | 0.32849 | 0.33058 | 0.33214 | 0.32787 | 0.32748 | 0.33008 | 0.3318 | 0.3336 | 0.32885 | 0.3261
| Milford Haven | 149.4448 | 136.7582 | 61.5699 | 48.0311 | 35.699 | 30.4442 | 31.0472 | 32.7741 | 32.6762 | 32.7205 | 32.0653 | 32.3524 | 31.7554 | 32.0678 | 32.7651 | 32.5205 | 32.7269 | 32.8816 | 32.4587 | 32.4209 | 32.6777 | 32.8482 | 33.026 | 32.5562 | 32.2843
| Total | 923.7593 | 869.4685 | 826.984 | 793.4946 | 760.1171 | 713.1515 | 686.1311 | 685.2344 | 681.146 | 667.42 | 649.8864 | 633.1824 | 617.3817 | 603.4944 | 601.288 | 598.43 | 597.0839 | 597.622 | 600.3888 | 602.789 | 609.1956 | 619.0998 | 635.1681 | 646.7184 | 647.9419

## Figrue A5.2J
Figure 5.2J Annual Supply by terminal. Gone Green Low continent/High LNG case
|  | 2015/16 | 2016/17 | 2017/18 | 2018/19 | 2019/20 | 2020/21 | 2021/22 | 2022/23 | 2023/24 | 2024/25 | 2025/26 | 2026/27 | 2027/28 | 2028/29 | 2029/30 | 2030/31 | 2031/32 | 2032/33 | 2033/34 | 2034/35 | 2035/36 | 2036/37 | 2037/38 | 2038/39 | 2039/40
| Bacton | 152.2119 | 165.969 | 139.0388 | 130.4845 | 122.3606 | 117.1356 | 109.6662 | 97.7591 | 87.5786 | 80.8757 | 74.3532 | 66.8034 | 58.8699 | 50.6647 | 35.1267 | 28.6947 | 22.3886 | 6.1402 | 5.7582 | 5.4639 | 5.2318 | 4.9962 | 4.7721 | 4.469 | 4.2101
| Barrow | 20.7542 | 23.6252 | 26.804 | 26.1493 | 24.4903 | 22.3603 | 19.9907 | 16.1624 | 12.4644 | 8.2746 | 6.2782 | 5.4187 | 4.2105 | 0 | 0 | 0.12024 | 0.038728 | 0 | 0 | 0 | 0 | 0 | 0 | 0 | 0
| Easington | 224.4779 | 188.0085 | 196.3241 | 195.312 | 189.919 | 183.1004 | 188.7678 | 194.1836 | 185.3935 | 179.7908 | 181.9052 | 176.43 | 169.0583 | 164.635 | 163.901 | 162.2312 | 163.1206 | 163.8553 | 158.5719 | 153.4349 | 146.983 | 143.9996 | 143.8105 | 138.5662 | 134.3322
| St Fergus | 277.7993 | 250.785 | 252.8013 | 240.3433 | 225.7441 | 213.7947 | 207.4122 | 201.2635 | 199.0405 | 185.4378 | 185.3927 | 184.708 | 172.2422 | 168.8473 | 170.8365 | 164.2289 | 163.7231 | 164.6746 | 153.0947 | 142.8137 | 133.141 | 127.2891 | 123.9148 | 117.0494 | 111.2851
| Teesside | 65.2754 | 68.0734 | 68.7375 | 62.4263 | 55.4464 | 47.6982 | 53.8188 | 70.5968 | 74.8969 | 72.0185 | 64.1305 | 49.7988 | 51.4063 | 54.6198 | 62.5983 | 58.2572 | 49.8236 | 46.9257 | 41.9362 | 39.6629 | 35.8799 | 30.1945 | 24.955 | 20.5118 | 16.7693
| Theddlethorpe | 24.4301 | 17.3086 | 13.9908 | 7.8965 | 5.4012 | 5.2896 | 0 | 0 | 0 | 0 | 0 | 0 | 0 | 0 | 0 | 0 | 0 | 0 | 0 | 0 | 0 | 0 | 0 | 0 | 0
| Onshore | 1.1991 | 2.3981 | 3.9215 | 5.274 | 6.5825 | 7.8327 | 9.5042 | 11.7403 | 13.4858 | 15.6642 | 18.5975 | 22.169 | 26.1061 | 30.6281 | 34.3654 | 36.9811 | 39.6937 | 41.2356 | 42.0442 | 43.3349 | 45.0305 | 45.8337 | 46.6529 | 46.5524 | 46.722
| Burton Point | 6.6571 | 5.4678 | 4.59 | 3.6895 | 3.0859 | 2.6677 | 2.1075 | 1.6035 | 0 | 0 | 0 | 0 | 0 | 0 | 0 | 0 | 0 | 0 | 0 | 0 | 0 | 0 | 0 | 0 | 0
| Isle of Grain | 1.5095 | 1.4783 | 1.2078 | 1.2192 | 1.2709 | 1.1327 | 0.94864 | 0.91925 | 1.0829 | 1.2536 | 1.1923 | 1.2785 | 1.3549 | 1.341 | 1.3446 | 1.4792 | 1.583 | 1.7479 | 1.9898 | 2.1808 | 2.4293 | 14.7282 | 31.8376 | 52.1756 | 63.0255
| Milford Haven | 149.4448 | 146.3546 | 119.5682 | 120.7001 | 125.8163 | 112.1397 | 93.915 | 91.0059 | 107.2034 | 124.1048 | 118.037 | 126.5761 | 134.1337 | 132.7584 | 133.1154 | 146.4374 | 156.7127 | 173.0426 | 196.9937 | 215.8977 | 240.5001 | 252.0585 | 259.2252 | 267.3941 | 271.5978
| Total | 923.7593 | 869.4685 | 826.984 | 793.4946 | 760.1171 | 713.1515 | 686.1311 | 685.2344 | 681.146 | 667.42 | 649.8864 | 633.1824 | 617.3817 | 603.4944 | 601.288 | 598.43 | 597.0839 | 597.622 | 600.3888 | 602.789 | 609.1956 | 619.0998 | 635.1681 | 646.7184 | 647.9419

## Figure A5.2K
Peak Supply by terminal. Gone Green
|  | 2015/16 | 2016/17 | 2017/18 | 2018/19 | 2019/20 | 2020/21 | 2021/22 | 2022/23 | 2023/24 | 2024/25 | 2025/26 | 2026/27 | 2027/28 | 2028/29 | 2029/30 | 2030/31 | 2031/32 | 2032/33 | 2033/34 | 2034/35 | 2035/36 | 2036/37 | 2037/38 | 2038/39 | 2039/40
| Bacton | 1702.047 | 1761.3936 | 1719.4542 | 1716.8597 | 1705.8035 | 1691.9866 | 1668.5083 | 1629.2664 | 1597.5721 | 1577.0857 | 1557.7317 | 1534.0804 | 1509.8221 | 1483.8705 | 1433.496 | 1413.6892 | 1393.9293 | 1341.4726 | 1341.4726 | 1341.4726 | 1341.4726 | 1341.4726 | 1341.4726 | 1341.4726 | 1341.4726
| Barrow | 68.233 | 77.672 | 88.1227 | 85.9702 | 80.516 | 73.5134 | 65.7229 | 53.1367 | 40.9789 | 27.2042 | 20.6405 | 17.8149 | 13.8428 | 0 | 0 | 0.3953 | 0.12733 | 0 | 0 | 0 | 0 | 0 | 0 | 0 | 0
| Easington | 869.392 | 867.5359 | 880.5807 | 859.7493 | 841.7853 | 844.6104 | 865.7996 | 867.6447 | 852.5677 | 848.7163 | 837.6838 | 828.5426 | 823.3594 | 812.6505 | 793.1 | 793.1 | 793.1 | 793.1 | 793.1 | 793.1 | 793.1 | 793.1 | 793.1 | 793.1 | 793.1
| St Fergus | 1095.0222 | 1095.2586 | 1091.104 | 1036.9416 | 988.7679 | 968.5249 | 949.4698 | 917.2149 | 920.3333 | 886.6027 | 872.8872 | 877.3195 | 850.7092 | 842.4398 | 836.0515 | 818.4693 | 814.6005 | 815.9066 | 790.9392 | 769.8794 | 754.0808 | 742.2408 | 731.6161 | 722.0518 | 713.6018
| Teesside | 214.6039 | 223.8031 | 225.9862 | 205.2372 | 182.2895 | 156.8159 | 176.9385 | 232.0992 | 246.2363 | 236.7732 | 210.8398 | 163.7219 | 169.0069 | 179.5719 | 205.8027 | 191.5305 | 163.8036 | 154.2763 | 137.8725 | 130.3987 | 117.9612 | 99.2695 | 82.0438 | 67.436 | 55.1319
| Theddlethorpe | 80.3182 | 56.9048 | 45.9973 | 25.961 | 17.7574 | 17.3905 | 0 | 0 | 0 | 0 | 0 | 0 | 0 | 0 | 0 | 0 | 0 | 0 | 0 | 0 | 0 | 0 | 0 | 0 | 0
| Onshore | 8.9212 | 13.3174 | 17.2189 | 21.6865 | 26.897 | 32.0031 | 37.4497 | 43.1463 | 50.0479 | 60.6342 | 71.6372 | 85.9454 | 99.8505 | 109.6499 | 118.8836 | 126.799 | 131.1048 | 135.4175 | 139.7371 | 144.0638 | 145.872 | 147.6803 | 149.4885 | 151.2967 | 151.2967
| Burton Point | 21.8864 | 17.9764 | 15.0904 | 12.1297 | 10.1454 | 8.7705 | 6.9288 | 5.2717 | 0 | 0 | 0 | 0 | 0 | 0 | 0 | 0 | 0 | 0 | 0 | 0 | 0 | 0 | 0 | 0 | 0
| Isle of Grain | 664.3 | 664.3 | 664.3 | 664.3 | 664.3 | 664.3 | 664.3 | 664.3 | 664.3 | 664.3 | 664.3 | 664.3 | 664.3 | 664.3 | 664.3 | 664.3 | 664.3 | 664.3 | 664.3 | 664.3 | 664.3 | 664.3 | 664.3 | 664.3 | 664.3
| Milford Haven | 948.08 | 948.08 | 948.08 | 948.08 | 948.08 | 948.08 | 948.08 | 948.08 | 948.08 | 948.08 | 948.08 | 948.08 | 948.08 | 948.08 | 948.08 | 948.08 | 948.08 | 948.08 | 948.08 | 948.08 | 948.08 | 948.08 | 948.08 | 948.08 | 948.08
| Medium & Short Range Storage | 1267.7 | 1230.7 | 1288.7 | 1316.5 | 1371.5 | 1421.5 | 1421.5 | 1421.5 | 1421.5 | 1421.5 | 1421.5 | 1421.5 | 1421.5 | 1421.5 | 1421.5 | 1421.5 | 1421.5 | 1421.5 | 1421.5 | 1421.5 | 1421.5 | 1421.5 | 1421.5 | 1421.5 | 1421.5
| Long Range Storage | 485 | 330 | 485 | 485 | 485 | 485 | 485 | 485 | 485 | 485 | 485 | 485 | 485 | 485 | 485 | 485 | 485 | 485 | 485 | 485 | 485 | 485 | 485 | 485 | 485
| Generic Storage | 0 | 0 | 0 | 0 | 0 | 0 | 0 | 0 | 0 | 0 | 0 | 0 | 0 | 0 | 0 | 0 | 0 | 0 | 0 | 0 | 0 | 0 | 0 | 0 | 0
| Total | 7425.5039 | 7286.9418 | 7469.6343 | 7378.4152 | 7322.8419 | 7312.4953 | 7289.6976 | 7266.6598 | 7226.6162 | 7155.8963 | 7090.3003 | 7026.3046 | 6985.4708 | 6947.0626 | 6906.2138 | 6862.8632 | 6815.5455 | 6759.053 | 6722.0015 | 6697.7946 | 6671.3667 | 6642.6431 | 6616.601 | 6594.2371 | 6573.4831

## Figure A5.2L
Annual Supply by terminal. Slow Progression High continent/Low LNG case
|  | 2015/16 | 2016/17 | 2017/18 | 2018/19 | 2019/20 | 2020/21 | 2021/22 | 2022/23 | 2023/24 | 2024/25 | 2025/26 | 2026/27 | 2027/28 | 2028/29 | 2029/30 | 2030/31 | 2031/32 | 2032/33 | 2033/34 | 2034/35 | 2035/36 | 2036/37 | 2037/38 | 2038/39 | 2039/40
| Bacton | 152.4406 | 173.6977 | 184.3014 | 204.4447 | 235.54 | 261.2392 | 264.8734 | 255.4736 | 225.7578 | 207.1478 | 204.1125 | 209.6359 | 207.4221 | 206.8379 | 178.4353 | 166.5067 | 162.2892 | 164.3161 | 170.0318 | 193.9577 | 217.8156 | 235.4165 | 250.1229 | 262.9629 | 273.7832
| Barrow | 20.7542 | 22.8399 | 25.078 | 24.3223 | 22.9672 | 20.9296 | 17.5867 | 15.1212 | 11.59 | 7.5764 | 6.1574 | 5.3984 | 4.4934 | 0.30881 | 0.2701 | 0.17852 | 0.092967 | 0.029821 | 0 | 0 | 0 | 0 | 0 | 0 | 0
| Easington | 225.5598 | 183.4716 | 215.1585 | 215.1175 | 210.3871 | 202.718 | 204.0351 | 202.7139 | 202.5224 | 204.3441 | 206.3813 | 201.3856 | 201.3174 | 193.6676 | 191.9031 | 192.1579 | 190.6216 | 190.6169 | 186.249 | 174.7311 | 160.081 | 151.5623 | 146.9851 | 142.2773 | 137.6764
| St Fergus | 278.6154 | 243.9339 | 262.6142 | 250.5215 | 232.9509 | 217.6938 | 215.8357 | 203.1363 | 200.5991 | 195.0168 | 186.7338 | 176.0608 | 170.3857 | 158.6503 | 163.6094 | 163.4998 | 162.3713 | 160.6207 | 157.63 | 145.643 | 134.7113 | 125.9732 | 120.3893 | 115.0497 | 110.1098
| Teesside | 65.2754 | 67.6266 | 68.1333 | 61.2467 | 54.895 | 46.4804 | 38.0349 | 45.8516 | 60.7148 | 64.5157 | 60.7513 | 56.0572 | 44.2121 | 46.3028 | 50.382 | 48.1208 | 44.5051 | 36.1209 | 33.0024 | 28.3974 | 25.0308 | 21.4649 | 16.9615 | 13.0993 | 10.6897
| Theddlethorpe | 24.4301 | 17.255 | 13.9749 | 7.7813 | 5.4752 | 0 | 0 | 0 | 0 | 0 | 0 | 0 | 0 | 0 | 0 | 0 | 0 | 0 | 0 | 0 | 0 | 0 | 0 | 0 | 0
| Onshore | 0.91859 | 1.8372 | 3.0231 | 3.8651 | 4.6867 | 5.4708 | 6.2692 | 6.8865 | 7.7404 | 8.95 | 10.7553 | 12.3208 | 14.6575 | 16.377 | 17.8552 | 19.3995 | 20.9027 | 21.5673 | 22.3199 | 22.6761 | 23.2809 | 23.808 | 24.0819 | 24.3097 | 24.5287
| Burton Point | 6.6571 | 5.4765 | 4.6113 | 3.6716 | 3.0926 | 2.7183 | 2.1304 | 1.6152 | 0 | 0 | 0 | 0 | 0 | 0 | 0 | 0 | 0 | 0 | 0 | 0 | 0 | 0 | 0 | 0 | 0
| Isle of Grain | 1.5177 | 1.3468 | 0.65194 | 0.50358 | 0.37757 | 0.32634 | 0.32683 | 0.31647 | 0.31648 | 0.32281 | 0.32853 | 0.32468 | 0.32774 | 0.3192 | 0.31915 | 0.32162 | 0.32627 | 0.32626 | 0.32753 | 0.32306 | 0.32227 | 0.3257 | 0.32564 | 0.32496 | 0.32417
| Milford Haven | 150.2481 | 133.3381 | 64.5419 | 49.8543 | 37.3798 | 32.3079 | 32.3562 | 31.3302 | 31.3316 | 31.9579 | 32.5241 | 32.143 | 32.4465 | 31.6007 | 31.5958 | 31.8403 | 32.3005 | 32.2997 | 32.4252 | 31.9827 | 31.9045 | 32.2447 | 32.2381 | 32.1707 | 32.0931
| Total | 926.4169 | 850.8233 | 842.0883 | 821.3286 | 807.7521 | 789.8842 | 781.4483 | 762.4448 | 740.5725 | 719.8315 | 707.7444 | 693.3264 | 675.2622 | 654.0643 | 634.37 | 622.0252 | 613.4097 | 605.8977 | 601.9857 | 597.711 | 593.1464 | 590.7953 | 591.1046 | 590.1945 | 589.2051

## Figure A5.2M
Annual Supply by terminal. Slow Progression Low continent/High LNG case
|  | 2015/16 | 2016/17 | 2017/18 | 2018/19 | 2019/20 | 2020/21 | 2021/22 | 2022/23 | 2023/24 | 2024/25 | 2025/26 | 2026/27 | 2027/28 | 2028/29 | 2029/30 | 2030/31 | 2031/32 | 2032/33 | 2033/34 | 2034/35 | 2035/36 | 2036/37 | 2037/38 | 2038/39 | 2039/40
| Bacton | 152.4406 | 165.2159 | 140.7332 | 130.5508 | 117.8519 | 116.64 | 109.2314 | 97.3182 | 84.2201 | 78.0442 | 73.4235 | 66.9311 | 61.7693 | 53.0708 | 34.0189 | 27.9046 | 24.6989 | 18.578 | 5.7523 | 5.3901 | 5.1081 | 4.9044 | 4.6582 | 4.416 | 4.1851
| Barrow | 20.7542 | 22.8399 | 25.078 | 24.3223 | 22.9672 | 20.9296 | 17.5867 | 15.1212 | 11.59 | 7.5764 | 6.1574 | 5.3984 | 4.4934 | 0.30881 | 0.2701 | 0.17852 | 0.092967 | 0.029821 | 0 | 0 | 0 | 0 | 0 | 0 | 0
| Easington | 225.5598 | 183.4716 | 215.1585 | 215.1175 | 210.3871 | 202.718 | 204.0351 | 202.7139 | 202.5224 | 204.3441 | 206.3813 | 201.3856 | 201.3174 | 193.6676 | 191.9031 | 192.1579 | 190.6216 | 190.6169 | 186.249 | 174.7311 | 160.081 | 151.5623 | 146.9851 | 142.2773 | 137.6764
| St Fergus | 278.6154 | 243.9339 | 262.6142 | 250.5215 | 232.9509 | 217.6938 | 215.8357 | 203.1363 | 200.5991 | 195.0168 | 186.7338 | 176.0608 | 170.3857 | 158.6503 | 163.6094 | 163.4998 | 162.3713 | 160.6207 | 157.63 | 145.643 | 134.7113 | 125.9732 | 120.3893 | 115.0497 | 110.1098
| Teesside | 65.2754 | 67.6266 | 68.1333 | 61.2467 | 54.895 | 46.4804 | 38.0349 | 45.8516 | 60.7148 | 64.5157 | 60.7513 | 56.0572 | 44.2121 | 46.3028 | 50.382 | 48.1208 | 44.5051 | 36.1209 | 33.0024 | 28.3974 | 25.0308 | 21.4649 | 16.9615 | 13.0993 | 10.6897
| Theddlethorpe | 24.4301 | 17.255 | 13.9749 | 7.7813 | 5.4752 | 0 | 0 | 0 | 0 | 0 | 0 | 0 | 0 | 0 | 0 | 0 | 0 | 0 | 0 | 0 | 0 | 0 | 0 | 0 | 0
| Onshore | 0.91859 | 1.8372 | 3.0231 | 3.8651 | 4.6867 | 5.4708 | 6.2692 | 6.8865 | 7.7404 | 8.95 | 10.7553 | 12.3208 | 14.6575 | 16.377 | 17.8552 | 19.3995 | 20.9027 | 21.5673 | 22.3199 | 22.6761 | 23.2809 | 23.808 | 24.0819 | 24.3097 | 24.5287
| Burton Point | 6.6571 | 5.4765 | 4.6113 | 3.6716 | 3.0926 | 2.7183 | 2.1304 | 1.6152 | 0 | 0 | 0 | 0 | 0 | 0 | 0 | 0 | 0 | 0 | 0 | 0 | 0 | 0 | 0 | 0 | 0
| Isle of Grain | 1.5177 | 1.4317 | 1.0876 | 1.2425 | 1.5545 | 1.7723 | 1.8833 | 1.898 | 1.7319 | 1.6138 | 1.6354 | 1.7517 | 1.7843 | 1.8569 | 1.7633 | 1.7076 | 1.7022 | 1.7836 | 1.9703 | 2.2087 | 2.4493 | 12.1343 | 22.6275 | 31.8232 | 39.6197
| Milford Haven | 150.2481 | 141.7351 | 107.6743 | 123.0092 | 153.8911 | 175.461 | 186.4418 | 187.904 | 171.4539 | 159.7705 | 161.9062 | 173.4208 | 176.6427 | 183.8302 | 174.568 | 169.0563 | 168.5149 | 176.5804 | 195.0619 | 218.6646 | 242.485 | 250.9483 | 255.401 | 259.2193 | 262.3957
| Total | 926.4169 | 850.8233 | 842.0883 | 821.3286 | 807.7521 | 789.8842 | 781.4483 | 762.4448 | 740.5725 | 719.8315 | 707.7444 | 693.3264 | 675.2622 | 654.0643 | 634.37 | 622.0252 | 613.4097 | 605.8977 | 601.9857 | 597.711 | 593.1464 | 590.7953 | 591.1046 | 590.1945 | 589.2051

## Figure A5.2N
Peak Supply by terminal. Slow Progression
|  | 2015/16 | 2016/17 | 2017/18 | 2018/19 | 2019/20 | 2020/21 | 2021/22 | 2022/23 | 2023/24 | 2024/25 | 2025/26 | 2026/27 | 2027/28 | 2028/29 | 2029/30 | 2030/31 | 2031/32 | 2032/33 | 2033/34 | 2034/35 | 2035/36 | 2036/37 | 2037/38 | 2038/39 | 2039/40
| Bacton | 1702.047 | 1762.0622 | 1721.2053 | 1715.0432 | 1689.1935 | 1688.24 | 1665.666 | 1629.2976 | 1587.8402 | 1568.4822 | 1554.2717 | 1534.675 | 1518.806 | 1492.1329 | 1430.691 | 1411.5543 | 1401.8003 | 1382.7211 | 1341.4726 | 1341.4726 | 1341.4726 | 1341.4726 | 1341.4726 | 1341.4726 | 1341.4726
| Barrow | 68.233 | 75.09 | 82.4481 | 79.9636 | 75.5084 | 68.8097 | 57.8192 | 49.7134 | 38.104 | 24.9089 | 20.2436 | 17.7481 | 14.7727 | 1.0153 | 0.888 | 0.5869 | 0.30565 | 0.098041 | 0 | 0 | 0 | 0 | 0 | 0 | 0
| Easington | 869.392 | 866.2168 | 874.3416 | 855.4788 | 840.1149 | 832.7254 | 836.118 | 851.6806 | 851.0234 | 844.862 | 840.5733 | 831.5433 | 825.4314 | 816.6903 | 810.9857 | 807.0793 | 793.1 | 793.1 | 793.1 | 793.1 | 793.1 | 793.1 | 793.1 | 793.1 | 793.1
| St Fergus | 1095.0222 | 1082.9913 | 1071.9464 | 1018.0615 | 960.4368 | 923.7226 | 916.9067 | 890.1722 | 881.8099 | 854.291 | 818.7712 | 789.2597 | 766.1606 | 739.9572 | 756.3339 | 752.3947 | 741.9487 | 736.2052 | 737.2058 | 726.3629 | 726.758 | 719.1577 | 712.1519 | 706.2732 | 701.4437
| Teesside | 214.6039 | 222.334 | 223.9999 | 201.3591 | 180.4768 | 152.8122 | 125.0462 | 150.7451 | 199.6102 | 212.1064 | 199.7303 | 184.2978 | 145.3548 | 152.2282 | 165.6395 | 158.2053 | 146.3182 | 118.7536 | 108.5009 | 93.3612 | 82.2932 | 70.5695 | 55.7639 | 43.0663 | 35.1442
| Theddlethorpe | 80.3182 | 56.7287 | 45.9447 | 25.5824 | 18.0008 | 0 | 0 | 0 | 0 | 0 | 0 | 0 | 0 | 0 | 0 | 0 | 0 | 0 | 0 | 0 | 0 | 0 | 0 | 0 | 0
| Onshore | 7.0098 | 9.7935 | 12.1577 | 14.7463 | 17.7029 | 20.2559 | 22.9792 | 25.8275 | 29.2783 | 34.5714 | 40.0729 | 47.227 | 54.1796 | 59.0793 | 63.6961 | 67.6538 | 69.8067 | 71.9631 | 74.1229 | 76.2863 | 77.1904 | 78.0945 | 78.9986 | 79.9027 | 79.9027
| Burton Point | 21.8864 | 18.0051 | 15.1603 | 12.071 | 10.1674 | 8.9367 | 7.004 | 5.3101 | 0 | 0 | 0 | 0 | 0 | 0 | 0 | 0 | 0 | 0 | 0 | 0 | 0 | 0 | 0 | 0 | 0
| Isle of Grain | 664.3 | 664.3 | 664.3 | 664.3 | 664.3 | 664.3 | 664.3 | 664.3 | 664.3 | 664.3 | 664.3 | 664.3 | 664.3 | 664.3 | 664.3 | 664.3 | 664.3 | 664.3 | 664.3 | 664.3 | 664.3 | 664.3 | 664.3 | 664.3 | 664.3
| Milford Haven | 948.08 | 948.08 | 948.08 | 948.08 | 948.08 | 948.08 | 948.08 | 948.08 | 948.08 | 948.08 | 948.08 | 948.08 | 948.08 | 948.08 | 948.08 | 948.08 | 948.08 | 948.08 | 948.08 | 948.08 | 948.08 | 948.08 | 948.08 | 948.08 | 948.08
| Medium & Short Range Storage | 1267.7 | 1230.7 | 1288.7 | 1316.5 | 1371.5 | 1421.5 | 1421.5 | 1421.5 | 1421.5 | 1421.5 | 1421.5 | 1421.5 | 1421.5 | 1421.5 | 1421.5 | 1421.5 | 1421.5 | 1421.5 | 1421.5 | 1421.5 | 1421.5 | 1421.5 | 1421.5 | 1421.5 | 1421.5
| Long Range Storage | 485 | 330 | 485 | 485 | 485 | 485 | 485 | 485 | 485 | 485 | 485 | 485 | 485 | 485 | 485 | 485 | 485 | 485 | 485 | 485 | 485 | 485 | 485 | 485 | 485
| Generic Storage | 0 | 0 | 0 | 0 | 0 | 0 | 0 | 0 | 0 | 0 | 0 | 0 | 0 | 0 | 0 | 0 | 0 | 0 | 0 | 0 | 0 | 0 | 0 | 0 | 0
| Total | 7423.5925 | 7266.3015 | 7433.284 | 7336.186 | 7260.4815 | 7214.3825 | 7150.4193 | 7121.6265 | 7106.546 | 7058.102 | 6992.5431 | 6923.6309 | 6843.585 | 6779.9831 | 6747.1143 | 6716.3544 | 6672.1596 | 6621.7211 | 6573.2822 | 6549.4629 | 6539.6941 | 6521.2743 | 6500.367 | 6482.6948 | 6469.9432

## Figure A5.2O
Annual Supply by terminal. No Progression High continent/Low LNG case
|  | 2015/16 | 2016/17 | 2017/18 | 2018/19 | 2019/20 | 2020/21 | 2021/22 | 2022/23 | 2023/24 | 2024/25 | 2025/26 | 2026/27 | 2027/28 | 2028/29 | 2029/30 | 2030/31 | 2031/32 | 2032/33 | 2033/34 | 2034/35 | 2035/36 | 2036/37 | 2037/38 | 2038/39 | 2039/40
| Bacton | 152.5881 | 183.0992 | 201.2592 | 219.1223 | 259.026 | 289.6156 | 280.8972 | 263.0052 | 253.6252 | 239.1375 | 242.459 | 216.7002 | 182.7514 | 160.5161 | 149.1092 | 164.6418 | 166.0641 | 160.5969 | 188.0214 | 217.4085 | 251.1174 | 274.7958 | 292.5875 | 308.8974 | 324.0277
| Barrow | 20.7542 | 23.6532 | 26.8953 | 26.3288 | 24.7841 | 22.735 | 20.3617 | 16.4355 | 12.6547 | 8.414 | 6.4122 | 5.5699 | 4.3571 | 0.35719 | 0.24651 | 0.1254 | 0.040565 | 0 | 0 | 0 | 0 | 0 | 0 | 0 | 0
| Easington | 226.2579 | 188.3814 | 213.8626 | 215.7813 | 213.3887 | 206.6256 | 211.3573 | 214.2885 | 210.1633 | 213.9388 | 204.5662 | 200.6726 | 197.8942 | 198.3893 | 195.1485 | 192.9237 | 190.6738 | 191.8499 | 185.8443 | 175.9939 | 160.9528 | 150.9881 | 146.5247 | 142.2405 | 137.5841
| St Fergus | 279.1421 | 251.1956 | 266.3886 | 256.4234 | 244.4389 | 232.8096 | 225.6597 | 217.3557 | 218.6302 | 203.7242 | 186.0951 | 173.097 | 165.6079 | 172.1874 | 180.917 | 175.9485 | 173.3784 | 175.5192 | 166.8078 | 160.5502 | 147.6296 | 135.6351 | 128.4077 | 122.0578 | 116.2712
| Teesside | 65.2754 | 68.1542 | 68.9715 | 62.8548 | 56.1117 | 48.4974 | 54.8174 | 71.7894 | 76.0406 | 81.5459 | 82.9213 | 82.5268 | 83.1392 | 80.432 | 80.3486 | 73.9867 | 65.246 | 62.3438 | 54.1779 | 44.137 | 36.8069 | 31.7566 | 27.0173 | 22.5459 | 18.3388
| Theddlethorpe | 24.4301 | 17.3291 | 14.0385 | 7.9507 | 5.466 | 5.3782 | 0 | 0 | 0 | 0 | 0 | 0 | 0 | 0 | 0 | 0 | 0 | 0 | 0 | 0 | 0 | 0 | 0 | 0 | 0
| Onshore | 0.68669 | 1.3734 | 1.902 | 2.2472 | 2.5103 | 5.7723 | 8.8891 | 15.3669 | 26.56 | 51.8302 | 74.1181 | 97.3596 | 128.1228 | 146.6052 | 165.2806 | 171.3179 | 180.7507 | 181.7592 | 181.0879 | 180.3121 | 179.6152 | 179.8591 | 179.9404 | 180.0817 | 179.5738
| Burton Point | 6.6571 | 5.4743 | 4.6056 | 3.7148 | 3.1229 | 2.7124 | 2.1466 | 1.6306 | 0 | 0 | 0 | 0 | 0 | 0 | 0 | 0 | 0 | 0 | 0 | 0 | 0 | 0 | 0 | 0 | 0
| Isle of Grain | 1.5229 | 1.3843 | 0.6407 | 0.50159 | 0.38203 | 0.32639 | 0.32321 | 0.32731 | 0.32828 | 0.33673 | 0.32643 | 0.3245 | 0.32241 | 0.32901 | 0.33402 | 0.33021 | 0.32636 | 0.32837 | 0.32682 | 0.32539 | 0.32402 | 0.32447 | 0.32462 | 0.32487 | 0.32396
| Milford Haven | 150.7664 | 137.0444 | 63.4289 | 49.6575 | 37.8213 | 32.313 | 31.9976 | 32.4038 | 32.5 | 33.3367 | 32.3164 | 32.1259 | 31.9189 | 32.5716 | 33.0675 | 32.6905 | 32.3093 | 32.5086 | 32.3547 | 32.2138 | 32.0783 | 32.1226 | 32.1371 | 32.1623 | 32.0716
| Total | 928.0808 | 877.0891 | 861.9929 | 844.5823 | 847.0519 | 846.7856 | 836.4498 | 832.6028 | 830.5022 | 832.2641 | 829.2148 | 808.3764 | 794.1139 | 791.3878 | 804.4519 | 811.9648 | 808.7893 | 804.9059 | 808.6209 | 810.9409 | 808.5242 | 805.4817 | 806.9393 | 808.3105 | 808.1913

## Figure A5.2P
Annual Supply by terminal. No Progression Low continent/High LNG case
|  | 2015/16 | 2016/17 | 2017/18 | 2018/19 | 2019/20 | 2020/21 | 2021/22 | 2022/23 | 2023/24 | 2024/25 | 2025/26 | 2026/27 | 2027/28 | 2028/29 | 2029/30 | 2030/31 | 2031/32 | 2032/33 | 2033/34 | 2034/35 | 2035/36 | 2036/37 | 2037/38 | 2038/39 | 2039/40
| Bacton | 152.5881 | 166.2005 | 140.157 | 131.8203 | 124.3765 | 119.5677 | 111.824 | 99.1224 | 88.7159 | 82.2569 | 75.8251 | 68.3801 | 60.6916 | 52.3896 | 36.2782 | 29.6724 | 23.0632 | 6.0706 | 5.7398 | 5.429 | 5.1359 | 4.8858 | 4.6436 | 4.4149 | 4.1823
| Barrow | 20.7542 | 23.6532 | 26.8953 | 26.3288 | 24.7841 | 22.735 | 20.3617 | 16.4355 | 12.6547 | 8.414 | 6.4122 | 5.5699 | 4.3571 | 0.35719 | 0.24651 | 0.1254 | 0.040565 | 0 | 0 | 0 | 0 | 0 | 0 | 0 | 0
| Easington | 226.2579 | 188.3814 | 213.8626 | 215.7813 | 213.3887 | 206.6256 | 211.3573 | 214.2885 | 210.1633 | 213.9388 | 204.5662 | 200.6726 | 197.8942 | 198.3893 | 195.1485 | 192.9237 | 190.6738 | 191.8499 | 185.8443 | 175.9939 | 160.9528 | 150.9881 | 146.5247 | 142.2405 | 137.5841
| St Fergus | 279.1421 | 251.1956 | 266.3886 | 256.4234 | 244.4389 | 232.8096 | 225.6597 | 217.3557 | 218.6302 | 203.7242 | 186.0951 | 173.097 | 165.6079 | 172.1874 | 180.917 | 175.9485 | 173.3784 | 175.5192 | 166.8078 | 160.5502 | 147.6296 | 135.6351 | 128.4077 | 122.0578 | 116.2712
| Teesside | 65.2754 | 68.1542 | 68.9715 | 62.8548 | 56.1117 | 48.4974 | 54.8174 | 71.7894 | 76.0406 | 81.5459 | 82.9213 | 82.5268 | 83.1392 | 80.432 | 80.3486 | 73.9867 | 65.246 | 62.3438 | 54.1779 | 44.137 | 36.8069 | 31.7566 | 27.0173 | 22.5459 | 18.3388
| Theddlethorpe | 24.4301 | 17.3291 | 14.0385 | 7.9507 | 5.466 | 5.3782 | 0 | 0 | 0 | 0 | 0 | 0 | 0 | 0 | 0 | 0 | 0 | 0 | 0 | 0 | 0 | 0 | 0 | 0 | 0
| Onshore | 0.68669 | 1.3734 | 1.902 | 2.2472 | 2.5103 | 5.7723 | 8.8891 | 15.3669 | 26.56 | 51.8302 | 74.1181 | 97.3596 | 128.1228 | 146.6052 | 165.2806 | 171.3179 | 180.7507 | 181.7592 | 181.0879 | 180.3121 | 179.6152 | 179.8591 | 179.9404 | 180.0817 | 179.5738
| Burton Point | 6.6571 | 5.4743 | 4.6056 | 3.7148 | 3.1229 | 2.7124 | 2.1466 | 1.6306 | 0 | 0 | 0 | 0 | 0 | 0 | 0 | 0 | 0 | 0 | 0 | 0 | 0 | 0 | 0 | 0 | 0
| Isle of Grain | 1.5229 | 1.5533 | 1.2517 | 1.3746 | 1.7285 | 2.0269 | 2.0139 | 1.9661 | 1.9774 | 1.9055 | 1.9928 | 1.8077 | 1.543 | 1.4103 | 1.4623 | 1.6799 | 1.7564 | 1.8736 | 2.1496 | 2.4452 | 22.8779 | 39.8631 | 52.7761 | 64.7237 | 75.822
| Milford Haven | 150.7664 | 153.7742 | 123.9201 | 136.0865 | 171.1243 | 200.6604 | 199.3801 | 194.6478 | 195.7601 | 188.6485 | 197.284 | 178.9627 | 152.7581 | 139.6168 | 144.7702 | 166.3102 | 173.8802 | 185.4896 | 212.8136 | 242.0735 | 255.506 | 262.4939 | 267.6295 | 272.2461 | 276.419
| Total | 928.0808 | 877.0891 | 861.9929 | 844.5823 | 847.0519 | 846.7856 | 836.4498 | 832.6028 | 830.5022 | 832.2641 | 829.2148 | 808.3764 | 794.1139 | 791.3878 | 804.4519 | 811.9648 | 808.7893 | 804.9059 | 808.6209 | 810.9409 | 808.5242 | 805.4817 | 806.9393 | 808.3105 | 808.1913

## Figure A5.2Q
Peak Supply by terminal. No Progression
|  | 2015/16 | 2016/17 | 2017/18 | 2018/19 | 2019/20 | 2020/21 | 2021/22 | 2022/23 | 2023/24 | 2024/25 | 2025/26 | 2026/27 | 2027/28 | 2028/29 | 2029/30 | 2030/31 | 2031/32 | 2032/33 | 2033/34 | 2034/35 | 2035/36 | 2036/37 | 2037/38 | 2038/39 | 2039/40
| Bacton | 1702.047 | 1761.8916 | 1720.7413 | 1719.4363 | 1710.175 | 1697.8594 | 1674.5765 | 1634.1282 | 1601.4827 | 1581.0562 | 1562.3501 | 1539.4531 | 1515.6815 | 1489.1615 | 1437.065 | 1416.7878 | 1396.4172 | 1341.4726 | 1341.4726 | 1341.4726 | 1341.4726 | 1341.4726 | 1341.4726 | 1341.4726 | 1341.4726
| Barrow | 68.233 | 77.7641 | 88.4228 | 86.5603 | 81.4821 | 74.7451 | 66.9424 | 54.0344 | 41.6046 | 27.6626 | 21.0813 | 18.3118 | 14.3246 | 1.1743 | 0.81043 | 0.41227 | 0.13336 | 0 | 0 | 0 | 0 | 0 | 0 | 0 | 0
| Easington | 869.392 | 867.6242 | 880.8786 | 860.2068 | 842.3694 | 845.4735 | 867.1486 | 868.9039 | 853.4757 | 849.6535 | 838.6359 | 829.5312 | 824.4126 | 813.3769 | 793.1 | 793.1 | 793.1 | 793.1 | 793.1 | 793.1 | 793.1 | 793.1 | 793.1 | 793.1 | 793.1
| St Fergus | 1095.0222 | 1095.75 | 1092.5008 | 1039.3854 | 992.462 | 973.344 | 954.4532 | 921.207 | 923.9895 | 862.7362 | 819.7117 | 779.7665 | 758.1742 | 770.2522 | 791.6937 | 780.8767 | 778.0069 | 782.1287 | 768.3831 | 772.2409 | 767.0668 | 752.347 | 739.6557 | 729.4048 | 721.9292
| Teesside | 214.6039 | 224.0686 | 226.7557 | 206.6459 | 184.4768 | 159.4434 | 180.2216 | 236.0201 | 249.9964 | 268.0961 | 272.6181 | 271.3211 | 273.3344 | 264.4339 | 264.1598 | 243.2441 | 214.5073 | 204.9658 | 178.1193 | 145.1079 | 121.0091 | 104.4053 | 88.8241 | 74.1237 | 60.292
| Theddlethorpe | 80.3182 | 56.9723 | 46.1539 | 26.1392 | 17.9705 | 17.6819 | 0 | 0 | 0 | 0 | 0 | 0 | 0 | 0 | 0 | 0 | 0 | 0 | 0 | 0 | 0 | 0 | 0 | 0 | 0
| Onshore | 5.0985 | 6.2697 | 7.0965 | 7.8061 | 8.5087 | 29.043 | 49.578 | 85.4368 | 162.5396 | 239.773 | 316.8275 | 419.6404 | 470.5539 | 522.5398 | 547.873 | 584.8596 | 584.5175 | 585.1282 | 585.1695 | 585.3707 | 585.3572 | 585.3572 | 585.3572 | 585.3572 | 585.3572
| Burton Point | 21.8864 | 17.9978 | 15.1418 | 12.213 | 10.2671 | 8.9175 | 7.0573 | 5.3607 | 0 | 0 | 0 | 0 | 0 | 0 | 0 | 0 | 0 | 0 | 0 | 0 | 0 | 0 | 0 | 0 | 0
| Isle of Grain | 664.3 | 664.3 | 664.3 | 664.3 | 664.3 | 664.3 | 664.3 | 664.3 | 664.3 | 664.3 | 664.3 | 664.3 | 664.3 | 664.3 | 664.3 | 664.3 | 664.3 | 664.3 | 664.3 | 664.3 | 664.3 | 664.3 | 664.3 | 664.3 | 664.3
| Milford Haven | 948.08 | 948.08 | 948.08 | 948.08 | 948.08 | 948.08 | 948.08 | 948.08 | 948.08 | 948.08 | 948.08 | 948.08 | 948.08 | 948.08 | 948.08 | 948.08 | 948.08 | 948.08 | 948.08 | 948.08 | 948.08 | 948.08 | 948.08 | 948.08 | 948.08
| Medium & Short Range Storage | 1267.7 | 1230.7 | 1288.7 | 1316.5 | 1371.5 | 1421.5 | 1421.5 | 1421.5 | 1421.5 | 1421.5 | 1421.5 | 1421.5 | 1421.5 | 1421.5 | 1421.5 | 1421.5 | 1421.5 | 1421.5 | 1421.5 | 1421.5 | 1421.5 | 1421.5 | 1421.5 | 1421.5 | 1421.5
| Long Range Storage | 485 | 330 | 485 | 485 | 485 | 485 | 485 | 485 | 485 | 485 | 485 | 485 | 485 | 485 | 485 | 485 | 485 | 485 | 485 | 485 | 485 | 485 | 485 | 485 | 485
| Generic Storage | 0 | 0 | 0 | 0 | 0 | 0 | 0 | 0 | 0 | 0 | 0 | 0 | 0 | 0 | 0 | 0 | 0 | 0 | 0 | 0 | 0 | 0 | 0 | 0 | 0
| Total | 7421.6811 | 7281.4183 | 7463.7713 | 7372.273 | 7316.5916 | 7325.3877 | 7318.8577 | 7323.9711 | 7351.9685 | 7347.8576 | 7350.1046 | 7376.9042 | 7375.3611 | 7379.8187 | 7353.582 | 7338.1604 | 7285.5623 | 7225.6753 | 7185.1245 | 7156.1721 | 7126.8857 | 7095.562 | 7067.2897 | 7042.3382 | 7021.031

## Figure A5.2R
Annual Supply by terminal. Consumer Power High continent/Low LNG case
|  | 2015/16 | 2016/17 | 2017/18 | 2018/19 | 2019/20 | 2020/21 | 2021/22 | 2022/23 | 2023/24 | 2024/25 | 2025/26 | 2026/27 | 2027/28 | 2028/29 | 2029/30 | 2030/31 | 2031/32 | 2032/33 | 2033/34 | 2034/35 | 2035/36 | 2036/37 | 2037/38 | 2038/39 | 2039/40
| Bacton | 153.0941 | 196.0579 | 271.8245 | 282.7867 | 268.8355 | 234.9271 | 212.342 | 210.6116 | 220.5906 | 201.7254 | 179.6751 | 129.6709 | 98.5455 | 94.636 | 85.0869 | 85.384 | 70.9492 | 86.6249 | 87.365 | 87.5978 | 78.3495 | 61.2146 | 72.377 | 76.4006 | 85.9477
| Barrow | 20.7542 | 23.7646 | 26.9925 | 26.6345 | 26.2178 | 23.2294 | 19.5016 | 15.9848 | 12.208 | 7.6361 | 6.0875 | 5.2952 | 4.2691 | 0.11939 | 0.040593 | 0 | 0 | 0 | 0 | 0 | 0 | 0 | 0 | 0 | 0
| Easington | 228.6521 | 197.1245 | 185.7795 | 182.8535 | 186.9367 | 182.5892 | 181.4094 | 175.2952 | 162.4861 | 145.955 | 120.6893 | 110.8948 | 91.703 | 71.2928 | 54.3455 | 48.5102 | 43.1198 | 38.3487 | 44.2508 | 49.8268 | 55.7283 | 66.0742 | 63.5533 | 62.0956 | 60.0082
| St Fergus | 280.9482 | 260.0644 | 252.5001 | 248.0749 | 235.0374 | 217.3601 | 216.4572 | 205.4792 | 199.4301 | 178.1124 | 163.998 | 168.4476 | 153.7323 | 135.1585 | 127.9993 | 128.2361 | 128.7528 | 122.7184 | 124.9895 | 123.9939 | 130.5351 | 135.0354 | 132.7775 | 126.1822 | 124.1136
| Teesside | 65.2754 | 68.475 | 69.2209 | 64.3991 | 70.6653 | 88.6782 | 94.6264 | 99.5558 | 102.9663 | 113.4389 | 113.9623 | 106.2561 | 102.7915 | 111.1685 | 104.2931 | 93.6894 | 86.3014 | 74.6095 | 66.1394 | 59.6666 | 48.0244 | 40.6338 | 31.7881 | 26.8925 | 20.143
| Theddlethorpe | 24.4301 | 17.4107 | 14.0892 | 7.9083 | 5.3815 | 5.23 | 0 | 0 | 0 | 0 | 0 | 0 | 0 | 0 | 0 | 0 | 0 | 0 | 0 | 0 | 0 | 0 | 0 | 0 | 0
| Onshore | 0.99333 | 1.9867 | 2.9064 | 3.6621 | 4.3377 | 11.3556 | 18.7954 | 33.5612 | 57.5637 | 104.9748 | 149.46 | 202.1674 | 271.9182 | 303.75 | 341.2398 | 357.0364 | 377.8232 | 377.8761 | 380.2441 | 376.2369 | 375.2327 | 379.109 | 376.1992 | 379.2164 | 378.0802
| Burton Point | 6.6571 | 5.5001 | 4.6223 | 3.695 | 3.0746 | 2.6376 | 2.1067 | 1.6263 | 0 | 0 | 0 | 0 | 0 | 0 | 0 | 0 | 0 | 0 | 0 | 0 | 0 | 0 | 0 | 0 | 0
| Isle of Grain | 1.5408 | 1.4564 | 0.62677 | 0.47713 | 0.34946 | 0.30196 | 0.32365 | 0.33715 | 0.3383 | 0.32861 | 0.3175 | 0.32509 | 0.33025 | 0.32788 | 0.33146 | 0.33003 | 0.32694 | 0.32659 | 0.32773 | 0.32369 | 0.32215 | 0.32524 | 0.32251 | 0.32486 | 0.32365
| Milford Haven | 152.5441 | 144.1867 | 62.0502 | 47.236 | 34.5966 | 29.8936 | 32.0418 | 33.378 | 33.4918 | 32.5324 | 31.4326 | 32.1837 | 32.6943 | 32.4606 | 32.815 | 32.6726 | 32.3669 | 32.3325 | 32.4455 | 32.0449 | 31.8927 | 32.1992 | 31.9286 | 32.1611 | 32.0412
| Total | 934.8895 | 916.0269 | 890.6124 | 867.7273 | 835.4325 | 796.2027 | 777.6043 | 775.8293 | 789.075 | 784.7036 | 765.6223 | 755.2407 | 755.9841 | 748.9136 | 746.1517 | 745.8587 | 739.6402 | 732.8368 | 735.7619 | 729.6906 | 720.0849 | 714.5915 | 708.9462 | 703.2733 | 700.6576

## Figure A5.2S
Annual Supply by terminal. Consumer Power Low continent/High LNG case
|  | 2015/16 | 2016/17 | 2017/18 | 2018/19 | 2019/20 | 2020/21 | 2021/22 | 2022/23 | 2023/24 | 2024/25 | 2025/26 | 2026/27 | 2027/28 | 2028/29 | 2029/30 | 2030/31 | 2031/32 | 2032/33 | 2033/34 | 2034/35 | 2035/36 | 2036/37 | 2037/38 | 2038/39 | 2039/40
| Bacton | 153.0941 | 168.7997 | 146.8366 | 139.6858 | 126.2865 | 115.9118 | 112.9994 | 102.7472 | 91.9688 | 83.0203 | 78.6064 | 69.0196 | 62.8112 | 53.2065 | 33.7899 | 21.9004 | 6.3622 | 6.0377 | 5.7559 | 5.4005 | 5.1062 | 4.8975 | 4.6135 | 4.4147 | 4.1784
| Barrow | 20.7542 | 23.7646 | 26.9925 | 26.6345 | 26.2178 | 23.2294 | 19.5016 | 15.9848 | 12.208 | 7.6361 | 6.0875 | 5.2952 | 4.2691 | 0.11939 | 0.040593 | 0 | 0 | 0 | 0 | 0 | 0 | 0 | 0 | 0 | 0
| Easington | 228.6521 | 197.1245 | 185.7795 | 182.8535 | 186.9367 | 182.5892 | 181.4094 | 175.2952 | 162.4861 | 145.955 | 120.6893 | 110.8948 | 91.703 | 71.2928 | 54.3455 | 48.5102 | 43.1198 | 38.3487 | 44.2508 | 49.8268 | 55.7283 | 66.0742 | 63.5533 | 62.0956 | 60.0082
| St Fergus | 280.9482 | 260.0644 | 252.5001 | 248.0749 | 235.0374 | 217.3601 | 216.4572 | 205.4792 | 199.4301 | 178.1124 | 163.998 | 168.4476 | 153.7323 | 135.1585 | 127.9993 | 128.2361 | 128.7528 | 122.7184 | 124.9895 | 123.9939 | 130.5351 | 135.0354 | 132.7775 | 126.1822 | 124.1136
| Teesside | 65.2754 | 68.475 | 69.2209 | 64.3991 | 70.6653 | 88.6782 | 94.6264 | 99.5558 | 102.9663 | 113.4389 | 113.9623 | 106.2561 | 102.7915 | 111.1685 | 104.2931 | 93.6894 | 86.3014 | 74.6095 | 66.1394 | 59.6666 | 48.0244 | 40.6338 | 31.7881 | 26.8925 | 20.143
| Theddlethorpe | 24.4301 | 17.4107 | 14.0892 | 7.9083 | 5.3815 | 5.23 | 0 | 0 | 0 | 0 | 0 | 0 | 0 | 0 | 0 | 0 | 0 | 0 | 0 | 0 | 0 | 0 | 0 | 0 | 0
| Onshore | 0.99333 | 1.9867 | 2.9064 | 3.6621 | 4.3377 | 11.3556 | 18.7954 | 33.5612 | 57.5637 | 104.9748 | 149.46 | 202.1674 | 271.9182 | 303.75 | 341.2398 | 357.0364 | 377.8232 | 377.8761 | 380.2441 | 376.2369 | 375.2327 | 379.109 | 376.1992 | 379.2164 | 378.0802
| Burton Point | 6.6571 | 5.5001 | 4.6223 | 3.695 | 3.0746 | 2.6376 | 2.1067 | 1.6263 | 0 | 0 | 0 | 0 | 0 | 0 | 0 | 0 | 0 | 0 | 0 | 0 | 0 | 0 | 0 | 0 | 0
| Isle of Grain | 1.5408 | 1.729 | 1.8766 | 1.9081 | 1.7749 | 1.4921 | 1.3171 | 1.4158 | 1.6245 | 1.5157 | 1.3282 | 0.9316 | 0.68759 | 0.74218 | 0.84444 | 0.96486 | 0.97281 | 1.1325 | 1.1438 | 1.1457 | 1.0546 | 0.88842 | 1.0001 | 1.0447 | 1.1413
| Milford Haven | 152.5441 | 171.1723 | 185.7883 | 188.9059 | 175.72 | 147.7188 | 130.3911 | 140.1638 | 160.8274 | 150.0504 | 131.4906 | 92.2285 | 68.0713 | 73.4758 | 83.5991 | 95.5214 | 96.308 | 112.1139 | 113.2385 | 113.4202 | 104.4036 | 87.9532 | 99.0144 | 103.4271 | 112.9928
| Total | 934.8895 | 916.0269 | 890.6124 | 867.7273 | 835.4325 | 796.2027 | 777.6043 | 775.8293 | 789.075 | 784.7036 | 765.6223 | 755.2407 | 755.9841 | 748.9136 | 746.1517 | 745.8587 | 739.6402 | 732.8368 | 735.7619 | 729.6906 | 720.0849 | 714.5915 | 708.9462 | 703.2733 | 700.6576

## Figure A5.2T
Peak Supply by terminal. Consumer Power
|  | 2015/16 | 2016/17 | 2017/18 | 2018/19 | 2019/20 | 2020/21 | 2021/22 | 2022/23 | 2023/24 | 2024/25 | 2025/26 | 2026/27 | 2027/28 | 2028/29 | 2029/30 | 2030/31 | 2031/32 | 2032/33 | 2033/34 | 2034/35 | 2035/36 | 2036/37 | 2037/38 | 2038/39 | 2039/40
| Bacton | 1702.047 | 1763.8707 | 1744.4736 | 1747.9981 | 1719.8827 | 1688.5887 | 1678.3932 | 1645.0467 | 1611.2111 | 1584.3104 | 1572.271 | 1541.5072 | 1522.0348 | 1491.9308 | 1429.065 | 1391.248 | 1341.4726 | 1341.4726 | 1341.4726 | 1341.4726 | 1341.4726 | 1341.4726 | 1341.4726 | 1341.4726 | 1341.4726
| Barrow | 68.233 | 78.1302 | 88.7425 | 87.5656 | 86.1954 | 76.3705 | 64.1149 | 52.5527 | 40.1359 | 25.1049 | 20.0137 | 17.4087 | 14.0353 | 0.39252 | 0.13346 | 0 | 0 | 0 | 0 | 0 | 0 | 0 | 0 | 0 | 0
| Easington | 869.392 | 867.975 | 881.1959 | 873.3608 | 888.4985 | 892.3778 | 880.2798 | 868.508 | 849.5688 | 839.3582 | 818.7924 | 812.8229 | 809.2123 | 793.1 | 793.1 | 793.1 | 793.1 | 793.1 | 793.1 | 793.1 | 793.1 | 793.1 | 793.1 | 793.1 | 793.1
| St Fergus | 1095.0222 | 1103.4878 | 1116.7304 | 1103.5278 | 1061.9574 | 1017.5495 | 1008.3805 | 978.5723 | 976.1663 | 939.3778 | 940.1232 | 974.5405 | 971.0371 | 948.4384 | 966.9335 | 982.1845 | 997.2523 | 989.2462 | 982.0748 | 964.9722 | 971.8408 | 960.9765 | 959.8055 | 941.7377 | 940.1138
| Teesside | 214.6039 | 225.1233 | 227.5755 | 211.723 | 232.3244 | 291.5448 | 311.1006 | 327.3067 | 338.5194 | 372.9499 | 374.6707 | 349.335 | 337.9447 | 365.4856 | 342.8815 | 308.02 | 283.7305 | 245.2916 | 217.4446 | 196.1642 | 157.8883 | 133.5907 | 104.5089 | 88.4138 | 66.2236
| Theddlethorpe | 80.3182 | 57.2405 | 46.3208 | 26 | 17.6925 | 17.1946 | 0 | 0 | 0 | 0 | 0 | 0 | 0 | 0 | 0 | 0 | 0 | 0 | 0 | 0 | 0 | 0 | 0 | 0 | 0
| Onshore | 7.0098 | 9.7935 | 12.1577 | 14.7463 | 17.7029 | 61.3244 | 105.1177 | 179.6837 | 337.34 | 497.1001 | 656.7105 | 869.4905 | 978.2699 | 1087.1415 | 1142.4248 | 1220.3556 | 1221.8244 | 1225.202 | 1227.4445 | 1230.0103 | 1230.8874 | 1231.7915 | 1232.6956 | 1233.5997 | 1233.5997
| Burton Point | 21.8864 | 18.0825 | 15.1965 | 12.1479 | 10.1083 | 8.6717 | 6.9262 | 5.3469 | 0 | 0 | 0 | 0 | 0 | 0 | 0 | 0 | 0 | 0 | 0 | 0 | 0 | 0 | 0 | 0 | 0
| Isle of Grain | 664.3 | 664.3 | 664.3 | 664.3 | 664.3 | 664.3 | 664.3 | 664.3 | 664.3 | 664.3 | 664.3 | 664.3 | 664.3 | 664.3 | 664.3 | 664.3 | 664.3 | 664.3 | 664.3 | 664.3 | 664.3 | 664.3 | 664.3 | 664.3 | 664.3
| Milford Haven | 948.08 | 948.08 | 948.08 | 948.08 | 948.08 | 948.08 | 948.08 | 948.08 | 948.08 | 948.08 | 948.08 | 948.08 | 948.08 | 948.08 | 948.08 | 948.08 | 948.08 | 948.08 | 948.08 | 948.08 | 948.08 | 948.08 | 948.08 | 948.08 | 948.08
| Medium & Short Range Storage | 1267.7 | 1230.7 | 1288.7 | 1316.5 | 1371.5 | 1421.5 | 1421.5 | 1421.5 | 1421.5 | 1421.5 | 1421.5 | 1421.5 | 1421.5 | 1421.5 | 1421.5 | 1421.5 | 1421.5 | 1421.5 | 1421.5 | 1421.5 | 1421.5 | 1421.5 | 1421.5 | 1421.5 | 1421.5
| Long Range Storage | 485 | 330 | 485 | 485 | 485 | 485 | 485 | 485 | 485 | 485 | 485 | 485 | 485 | 485 | 485 | 485 | 485 | 485 | 485 | 485 | 485 | 485 | 485 | 485 | 485
| Generic Storage | 0 | 0 | 0 | 0 | 0 | 0 | 0 | 0 | 0 | 0 | 0 | 0 | 0 | 0 | 0 | 0 | 0 | 0 | 0 | 0 | 0 | 0 | 0 | 0 | 0
| Total | 7423.5925 | 7296.7836 | 7518.4729 | 7490.9495 | 7503.2419 | 7572.502 | 7573.1929 | 7575.897 | 7671.8216 | 7777.0812 | 7901.4614 | 8083.9847 | 8151.414 | 8205.3689 | 8193.4182 | 8213.7881 | 8156.2598 | 8113.1925 | 8080.4166 | 8044.5994 | 8014.0691 | 7979.8113 | 7950.4626 | 7917.2038 | 7893.3898

## Figure A5.2U
Peak Supply by terminal. Updated forecast
|  | 2015/16 | 2016/17 | 2017/18 | 2018/19 | 2019/20 | 2020/21
| Bacton | 1702.047 | 1763.8707 | 1744.4736 | 1747.9981 | 1719.8827 | 1688.5887
| Barrow | 68.233 | 78.1302 | 88.7425 | 87.5656 | 86.1954 | 76.3705
| Easington | 869.392 | 867.975 | 881.1959 | 873.3608 | 888.4985 | 892.3778
| St Fergus | 1095.0222 | 1103.4878 | 1116.7304 | 1103.5278 | 1061.9574 | 1017.5495
| Teesside | 214.6039 | 225.1233 | 227.5755 | 211.723 | 232.3244 | 291.5448
| Theddlethorpe | 80.3182 | 57.2405 | 46.3208 | 26 | 17.6925 | 17.1946
| Onshore | 7.0098 | 9.7935 | 12.1577 | 14.7463 | 17.7029 | 61.3244
| Burton Point | 21.8864 | 18.0825 | 15.1965 | 12.1479 | 10.1083 | 8.6717
| Isle of Grain | 664.3 | 664.3 | 664.3 | 664.3 | 664.3 | 664.3
| Milford Haven | 948.08 | 948.08 | 948.08 | 948.08 | 948.08 | 948.08
| Meduium and short range storage | 1267.7 | 1230.7 | 1288.7 | 1316.5 | 1371.5 | 1421.5
| Long range storage | 485 | 330 | 485 | 485 | 485 | 485
| Generic Storage | 0 | 0 | 0 | 0 | 0 | 0
| Total | 7423.5925 | 7296.7836 | 7518.4729 | 7490.9495 | 7503.2419 | 7572.502